## Tabelle1
unit_id | unit | second_id | origin | owner_name | bnetza_id | latitude | longitude | city | countrycode | description | valid_from | valid_until | deftech | old_deftech | fuel | effective_startdate | max_power | techclass | unittype | operationmode | default_node_id | voltage_level | AnnualOaMcosts | AvgEff | CapSp | Capture_Rate | CH4 | ContributionMinOnl | DeSO2 | InvestCosts | LeadTime | LifeTime | MaxEff | MaxSpinResPri | MinDownTime | MinOperTime | MinPower | NonSpinningReserve | NOX | PartEff | Reliab | StartUpFuelConsHot | StartUpVarCosts | SyncTimeHot | VarOaMcosts | GSSHADOWCONTENT | GSSHADOWONLINE | GSCONTENTHYDRORES | GSCONTENTSTORAGE | GSELEC | GSHEAT | GSONLINE | GSOPTIME | GSSDTIME | FlexibleToWind | IsAlwaysRunning | OutTimeStartUpCosts | SpeReserveCapability | SpinningReserve | Vgonline | MaxRes_aFRR | MaxRes_FCR | CHP_CB | Ext_CV | LoadLoss | Sto_LoadEff | Sto_MaxCharging | Sto_MaxContent | Sto_MinCharging | Sto_MinContent | CHP_MaxHeat
6828 | Farge Bremen | 2024 | UeNB | ENGIE Deutschland AG | BNA0147 | 53.2023 | 8.5171 | Bremen | DE | BNA0147 | 25569 | 25569 | COAL_ST_f2000 | COAL22 | COAL | 25569 | 350 | ST | ST | EL |  |  | 42.6 | 0.46 | 111.5971 | 0 | 0 | 0 | 0 | 1400 | 2 | 35 | 0.448 | 0.1619 | 4 | 4 | 120 | 0 | 0 | 0.408 | 0.97 | 2170 | 5 | 2 | 2 | 0 | 0 | 0 | 0 | 0 | 0 | 0 | 0 | 30 | 1 | 0 | 0 | 0 | 1 | 1 | 0.3 | 0.03 | [8 empty] | 26
6832 | Staudinger5 Großkrotzenburg | 2042 | UeNB | Uniper Kraftwerke GmbH | BNA0377 | 50.0881 | 8.9522 | Großkrotzenburg | DE | BNA0377 | 33604 | 25569 | COAL_ST_b1999 | COAL99 | COAL | 33604 | 510 | ST | ST | EL |  |  | 42.6 | 0.403 | 157.9521 | 0 | 0 | 0 | 0 | 1400 | 2 | 35 | 0.413 | 0.1619 | 4 | 4 | 139.995 | 0 | 0 | 0.373 | 0.96 | 3162 | 5 | 2 | 2 | 0 | 0 | 0 | 0 | 0 | 0 | 0 | 0 | 30 | 1 | 0 | 0 | 0 | 1 | 1 | 0.255 | 0.0255 | [8 empty] | 300
6833 | Zolling Block 5 | 2044 | UeNB | ENGIE Deutschland AG | BNA1093 | 48.455 | 11.799 | Zolling | DE | BNA1093 | 31413 | 25569 | COAL_ST_EXC_b1989 | COAL89_EXC | COAL | 31413 | 472 | ST_EXC | ST | CHP2 |  |  | 65 | 0.363 | 68.8072 | 0 | 0 | 0 | 0 | 1400 | 2 | 35 | 0.393 | 0.1619 | 4 | 4 | 100.0168 | 0 | 0 | 0.353 | 0.95 | 2926.4 | 5 | 2 | 2 | 0 | 0 | 0 | 0 | 0 | 0 | 0 | 0 | 30 | 1 | 0 | 0 | 0 | 1 | 1 | 0.21 | 0.021 | 0.77126 | 0.3 | [6 empty] | 150
6834 | GKHBlock1 Hannover | 2056 | UeNB | Stadtwerke Hannover AG | BNA0420 | 52.4126 | 9.6671 | Hannover | DE | BNA0420 | 32509 | 25569 | COAL_ST_BKP_b1983 | COAL83_BKP | COAL | 32509 | 136 | ST_BKP | ST | CHP1 |  |  | 42.6 | 0.245 | 23.1741 | 0 | 0 | 0 | 0 | 1400 | 2 | 35 | 0.405 | 0.1619 | 8 | 8 | 56.0048 | 0 | 0 | 0.365 | 0.95 | 843.2 | 5 | 2 | 2 | 0 | 0 | 0 | 0 | 0 | 0 | 0 | 0 | 30 | 1 | 0 | 0 | 0 | 1 | 1 | 0.165 | 0.0165 | 0.64 | [7 empty] | 212.5
6835 | GKHBlock2 Hannover | 2057 | UeNB | Stadtwerke Hannover AG | BNA0421 | 52.4126 | 9.6671 | Hannover | DE | BNA0421 | 32509 | 25569 | COAL_ST_BKP_b1983 | COAL83_BKP | COAL | 32509 | 136 | ST_BKP | ST | CHP1 |  |  | 42.6 | 0.245 | 23.1741 | 0 | 0 | 0 | 0 | 1400 | 2 | 35 | 0.405 | 0.1619 | 8 | 8 | 56.0048 | 0 | 0 | 0.365 | 0.95 | 843.2 | 5 | 2 | 2 | 0 | 0 | 0 | 0 | 0 | 0 | 0 | 0 | 30 | 1 | 0 | 0 | 0 | 1 | 1 | 0.165 | 0.0165 | 0.64 | [7 empty] | 212.5
6839 | KW HafenBlock 6 Bremen | 2072 | UeNB | swb Erzeugung GmbH & Co. KG | BNA0146 | 53.1251 | 8.7287 | Bremen | DE | BNA0146 | 28856 | 25569 | COAL_ST_EXC_b1983 | COAL83_EXC | COAL | 28856 | 300 | ST_EXC | ST | CHP2 |  |  | 42.6 | 0.329 | 54.3164 | 0 | 0 | 0 | 0 | 1400 | 2 | 35 | 0.375 | 0.1619 | 8 | 8 | 108 | 0 | 0 | 0.335 | 0.95 | 1860 | 5 | 2 | 2 | 0 | 0 | 0 | 0 | 0 | 0 | 0 | 0 | 30 | 1 | 0 | 0 | 0 | 1 | 1 | 0.165 | 0.0165 | 0.70898 | 0.3 | [6 empty] | 39
6840 | KW HastedtBlock 15 Bremen | 2074 | UeNB | swb Erzeugung GmbH & Co. KG | BNA0144 | 53.0604 | 8.8647 | Bremen | DE | BNA0144 | 32509 | 25569 | COAL_ST_EXC_b1989 | COAL89_EXC | COAL | 32509 | 119 | ST_EXC | ST | CHP2 |  |  | 65 | 0.363 | 68.8072 | 0 | 0 | 0 | 0 | 1400 | 2 | 35 | 0.405 | 0.1619 | 4 | 4 | 51.0034 | 0 | 0 | 0.365 | 0.95 | 737.8 | 5 | 2 | 2 | 0 | 0 | 0 | 0 | 0 | 0 | 0 | 0 | 30 | 1 | 0 | 0 | 0 | 1 | 1 | 0.21 | 0.021 | 0.82292 | 0.25 | [6 empty] | 170
6841 | HKW WestBlock 2 Frankfurt am Main | 2084 | UeNB | Mainova AG | BNA0289b | 50.0983 | 8.6532 | Frankfurt am Main | DE | BNA0289b | 32509 | 25569 | COAL_ST_EXC_b1989 | COAL89_EXC | COAL | 32509 | 61.5 | ST_EXC | ST | CHP2 |  |  | 65 | 0.363 | 68.8072 | 0 | 0 | 0 | 0 | 1400 | 2 | 35 | 0.405 | 0.1619 | 4 | 4 | 26.0022 | 0 | 0 | 0.365 | 0.95 | 381.3 | 5 | 2 | 2 | 0 | 0 | 0 | 0 | 0 | 0 | 0 | 0 | 30 | 1 | 0 | 0 | 0 | 1 | 1 | 0.21 | 0.021 | 0.81535 | 0.3 | [6 empty] | 105
6842 | HKW WestBlock 3 Frankfurt am Main | 2085 | UeNB | Mainova AG | BNA0290 | 50.0983 | 8.6532 | Frankfurt am Main | DE | BNA0290 | 32509 | 25569 | COAL_ST_EXC_b1989 | COAL89_EXC | COAL | 32509 | 61.5 | ST_EXC | ST | CHP2 |  |  | 65 | 0.363 | 68.8072 | 0 | 0 | 0 | 0 | 1400 | 2 | 35 | 0.405 | 0.1619 | 4 | 4 | 26.0022 | 0 | 0 | 0.365 | 0.95 | 381.3 | 5 | 2 | 2 | 0 | 0 | 0 | 0 | 0 | 0 | 0 | 0 | 30 | 1 | 0 | 0 | 0 | 1 | 1 | 0.21 | 0.021 | 0.81535 | 0.3 | [6 empty] | 105
6843 | HKW ErlangenK6 DT2 | 2160 | UeNB | Erlanger Stadtwerke AG | BNA0261b | 49.5878 | 11.0121 | Erlangen | DE | BNA0261b | 29221 | 25569 | COAL_ST_BKP_b1983 | COAL83_BKP | COAL | 29221 | 17.4 | ST_BKP | ST | CHP1 |  |  | 42.6 | 0.245 | 23.1741 | 0 | 0 | 0 | 0 | 1400 | 2 | 35 | 0.381 | 0.1619 | 8 | 8 | 7 | 0 | 0 | 0.341 | 0.95 | 107.88 | 5 | 2 | 2 | 0 | 0 | 0 | 0 | 0 | 0 | 0 | 0 | 30 | 1 | 0 | 0 | 0 | 1 | 1 | 0.165 | 0.0165 | 0.11 | [7 empty] | 159.4
6844 | HKW-MitteBlock 1 Braunschweig | 2247 | UeNB | Braunschweiger Versorgungs-AG & Co. KG | BNA0138 | 52.2819 | 10.5355 | Braunschweig | DE | BNA0138 | 30682 | 25569 | COAL_ST_EXC_b1989 | COAL89_EXC | COAL | 30682 | 43.3 | ST_EXC | ST | CHP2 |  |  | 65 | 0.363 | 68.8072 | 0 | 0 | 0 | 0 | 1400 | 2 | 35 | 0.39 | 0.1619 | 4 | 4 | 19 | 0 | 0 | 0.35 | 0.95 | 268.46 | 5 | 2 | 2 | 0 | 0 | 0 | 0 | 0 | 0 | 0 | 0 | 30 | 1 | 0 | 0 | 0 | 1 | 1 | 0.21 | 0.021 | 0.80412 | 0.15 | [6 empty] | 318.5
6845 | Heizkraftwerk FLBlock 11 Flensburg | 2248 | UeNB | Stadtwerke Flensburg GmbH | BNA0270 | 54.8044 | 9.419 | Flensburg | DE | BNA0270 | 33604 | 25569 | COAL_ST_BKP_b1983 | COAL83_BKP | COAL | 33604 | 31 | ST_BKP | ST | CHP1 |  |  | 42.6 | 0.245 | 23.1741 | 0 | 0 | 0 | 0 | 1400 | 2 | 35 | 0.369 | 0.1619 | 8 | 8 | 11.9988 | 0 | 0 | 0.329 | 0.95 | 192.2 | 5 | 2 | 2 | 0 | 0 | 0 | 0 | 0 | 0 | 0 | 0 | 30 | 1 | 0 | 0 | 0 | 1 | 1 | 0.165 | 0.0165 | 0.38 | [7 empty] | 72
6846 | Heizkraftwerk FLBlock 10 Flensburg | 2249 | UeNB | Stadtwerke Flensburg GmbH | BNA0271 | 54.8044 | 9.419 | Flensburg | DE | BNA0271 | 32143 | 25569 | COAL_ST_BKP_b1983 | COAL83_BKP | COAL | 32143 | 33 | ST_BKP | ST | CHP1 |  |  | 42.6 | 0.245 | 23.1741 | 0 | 0 | 0 | 0 | 1400 | 2 | 35 | 0.378 | 0.1619 | 8 | 8 | 12.0002 | 0 | 0 | 0.338 | 0.95 | 204.6 | 5 | 2 | 2 | 0 | 0 | 0 | 0 | 0 | 0 | 0 | 0 | 30 | 1 | 0 | 0 | 0 | 1 | 1 | 0.165 | 0.0165 | 0.4 | [7 empty] | 72
6847 | Heizkraftwerk FLBlock 9 Flensburg | 2250 | UeNB | Stadtwerke Flensburg GmbH | BNA0272 | 54.8044 | 9.419 | Flensburg | DE | BNA0272 | 31048 | 25569 | COAL_ST_EXC_b1989 | COAL89_EXC | COAL | 31048 | 33 | ST_EXC | ST | CHP2 |  |  | 65 | 0.363 | 68.8072 | 0 | 0 | 0 | 0 | 1400 | 2 | 35 | 0.393 | 0.1619 | 4 | 4 | 11.9988 | 0 | 0 | 0.353 | 0.95 | 204.6 | 5 | 2 | 2 | 0 | 0 | 0 | 0 | 0 | 0 | 0 | 0 | 30 | 1 | 0 | 0 | 0 | 1 | 1 | 0.21 | 0.021 | 0.81535 | 0.15 | [6 empty] | 72
6850 | Heizkraftwerk Offenbach | 2256 | UeNB | Energieversorgung Offenbach AG | BNA0758 | 50.1084 | 8.7471 | Offenbach | DE | BNA0758 | 32874 | 25569 | COAL_ST_EXC_b1989 | COAL89_EXC | COAL | 32874 | 54 | ST_EXC | ST | CHP2 |  |  | 65 | 0.363 | 68.8072 | 0 | 0 | 0 | 0 | 1400 | 2 | 35 | 0.407 | 0.1619 | 4 | 4 | 22.9986 | 0 | 0 | 0.367 | 0.95 | 334.8 | 5 | 2 | 2 | 0 | 0 | 0 | 0 | 0 | 0 | 0 | 0 | 30 | 1 | 0 | 0 | 0 | 1 | 1 | 0.21 | 0.021 | 0.83054 | 0.25 | [6 empty] | 160
6854 | Steinbeis EnergieKohlekessel Glückstadt | 2271 | UeNB | Steinbeis Energie GmbH | BNA1330 | 53.7956 | 9.4354 | Glückstadt | DE | BNA1330 | 40179 | 25569 | COAL_ST_EXC_f2000 | COAL22_EXC | COAL | 40179 | 17 | ST_EXC | ST | CHP2 |  |  | 47.5 | 0.42 | 630.7813 | 0 | 0 | 0 | 0 | 1400 | 2 | 35 | 0.387 | 0.1619 | 4 | 4 | 4.9997 | 0 | 0 | 0.347 | 0.97 | 105.4 | 5 | 2 | 2 | 0 | 0 | 0 | 0 | 0 | 0 | 0 | 0 | 30 | 1 | 0 | 0 | 0 | 1 | 1 | 0.3 | 0.03 | 0.79303 | 0.15 | [6 empty] | 8.0326
6855 | Werk Uelzen | 2301 | UeNB | Nordzucker AG, Werk Uelzen | BNA1500 | 52.9719 | 10.5664 | Uelzen | DE | BNA1500 | 32874 | 25569 | COAL_ST_EXC_b1989 | COAL89_EXC | COAL | 32874 | 40 | ST_EXC | ST | CHP2 |  |  | 65 | 0.363 | 68.8072 | 0 | 0 | 0 | 0 | 1400 | 2 | 35 | 0.404 | 0.1619 | 4 | 4 | 16 | 0 | 0 | 0.364 | 0.95 | 248 | 5 | 2 | 2 | 0 | 0 | 0 | 0 | 0 | 0 | 0 | 0 | 30 | 1 | 0 | 0 | 0 | 1 | 1 | 0.21 | 0.021 | 0.48 | 0.15 | [6 empty] | 18.9001
6856 | Heizkraftwerk HeilbronnHLB 7 | 4009 | UeNB | EnBW Energie Baden-Württemberg AG | BNA0434 | 49.1773 | 9.2063 | Heilbronn | DE | BNA0434 | 31048 | 25569 | COAL_ST_EXC_b1989 | COAL89_EXC | COAL | 31048 | 778 | ST_EXC | ST | CHP2 |  |  | 65 | 0.363 | 68.8072 | 0 | 0 | 0 | 0 | 1400 | 2 | 35 | 0.393 | 0.1619 | 4 | 4 | 180.0292 | 0 | 0 | 0.353 | 0.95 | 4823.6 | 5 | 2 | 2 | 0 | 0 | 0 | 0 | 0 | 0 | 0 | 0 | 30 | 1 | 0 | 0 | 0 | 1 | 1 | 0.21 | 0.021 | 0.77846 | 0.25 | [6 empty] | 550
6857 | Rheinhafen-DampfkraftwerkRDK 7 Karlsruhe | 4014 | UeNB | EnBW Energie Baden-Württemberg AG | BNA0518a | 49.0125 | 8.3028 | Karlsruhe | DE | BNA0518a | 31048 | 25569 | COAL_ST_EXC_f2000 | COAL22_EXC | COAL | 31048 | 517 | ST_EXC | ST | CHP2 |  |  | 47.5 | 0.42 | 630.7813 | 0 | 0 | 0 | 0 | 1400 | 2 | 35 | 0.415 | 0.1619 | 4 | 4 | 167.0035 | 0 | 0 | 0.38 | 0.97 | 3205.4 | 5 | 2 | 2 | 0 | 0 | 0 | 0 | 0 | 0 | 0 | 0 | 30 | 1 | 0 | 0 | 0 | 1 | 1 | 0.3 | 0.03 | 1.0349 | 0.15 | [6 empty] | 220
6858 | Rheinhafendampfkraftwerk Bl. 8RDK 8 Karlsruhe | 4015 | UeNB | EnBW Energie Baden-Württemberg AG | BNA0518b | 49.0135 | 8.3053 | Karlsruhe | DE | BNA0518b | 41640 | 25569 | COAL_ST_EXC_f2000 | COAL22_EXC | COAL | 41640 | 842 | ST_EXC | ST | CHP2 |  |  | 47.5 | 0.42 | 630.7813 | 0 | 0 | 0 | 0 | 1400 | 2 | 35 | 0.46 | 0.1619 | 4 | 4 | 190.0394 | 0 | 0 | 0.42 | 0.97 | 5220.4 | 5 | 2 | 2 | 0 | 0 | 0 | 0 | 0 | 0 | 0 | 0 | 30 | 1 | 0 | 0 | 0 | 1 | 1 | 0.3 | 0.03 | 1.0686 | 0.2 | [6 empty] | 220
6859 | GKM Block 7 Mannheim | 645 | BNetzA | Grosskraftwerk Mannheim AG | BNA0645 | 49.4457 | 8.4905 | Mannheim | DE | BNA0645a/b | 29952 | 25569 | COAL_ST_EXC_b1983 | COAL83_EXC | COAL | 29952 | 425 | ST_EXC | ST | CHP2 |  |  | 42.6 | 0.329 | 54.3164 | 0 | 0 | 0 | 0 | 1400 | 2 | 35 | 0.384 | 0.1619 | 8 | 8 | 170 | 0 | 0 | 0.344 | 0.95 | 2635 | 5 | 2 | 2 | 0 | 0 | 0 | 0 | 0 | 0 | 0 | 0 | 30 | 1 | 0 | 0 | 0 | 1 | 1 | 0.165 | 0.0165 | 0.43 | 0.15 | [6 empty] | 250
6861 | GKM Block 8 Mannheim | 6461 | BNetzA | Grosskraftwerk Mannheim AG | BNA0646a | 49.4457 | 8.4905 | Mannheim | DE | BNA0646a/b/c/d | 33970 | 25569 | COAL_ST_EXC_b1999 | COAL99_EXC | COAL | 33970 | 435 | ST_EXC | ST | CHP2 |  |  | 65 | 0.383 | 62.6754 | 0 | 0 | 0 | 0 | 1400 | 2 | 35 | 0.416 | 0.1619 | 4 | 4 | 174 | 0 | 0 | 0.376 | 0.96 | 2697 | 5 | 2 | 2 | 0 | 0 | 0 | 0 | 0 | 0 | 0 | 0 | 30 | 1 | 0 | 0 | 0 | 1 | 1 | 0.255 | 0.0255 | 0.87366 | 0.2 | [6 empty] | 121.2
6862 | GKMBlock 9 Mannheim | 6462 | BNetzA | Grosskraftwerk Mannheim AG | BNA0646b |  |  | Mannheim | DE | BNAP026 | 42005 | 25569 | COAL_ST_EXC_f2000 | COAL22_EXC | COAL | 42005 | 843 | ST_EXC | ST | CHP2 |  |  | 47.5 | 0.42 | 630.7813 | 0 | 0 | 0 | 0 | 1400 | 2 | 35 | 0.42 | 0.1619 | 4 | 4 | 400.0035 | 0 | 0 | 0.38 | 0.97 | 5226.6 | 5 | 2 | 2 | 0 | 0 | 0 | 0 | 0 | 0 | 0 | 0 | 30 | 1 | 0 | 0 | 0 | 1 | 1 | 0.3 | 0.03 | 0.6 | 0.15 | [6 empty] | 391.7769
6864 | Heizkraftwerk Altbach/DeizisauALT HKW 2 (DT Solob | 4041 | UeNB | EnBW Energie Baden-Württemberg AG | BNA0019 | 48.7176 | 9.3749 | Altbach | DE | BNA0019 | 35431 | 25569 | COAL_ST_EXC_b1999 | COAL99_EXC | COAL | 35431 | 336 | ST_EXC | ST | CHP2 |  |  | 65 | 0.383 | 62.6754 | 0 | 0 | 0 | 0 | 1400 | 2 | 35 | 0.428 | 0.1619 | 4 | 4 | 69.9999 | 0 | 0 | 0.388 | 0.96 | 2083.2 | 5 | 2 | 2 | 0 | 0 | 0 | 0 | 0 | 0 | 0 | 0 | 30 | 1 | 0 | 0 | 0 | 1 | 1 | 0.255 | 0.0255 | 0.92308 | 0.2 | [6 empty] | 280
6869 | Heizkraftwerk Stuttgart-GaisburgGAI DT 14 neu | 4056 | UeNB | EnBW Energie Baden-Württemberg AG | BNA0934 | 48.8182 | 9.2018 | Stuttgart | DE | BNA0934 | 39814 | 25569 | COAL_ST_EXC_f2000 | COAL22_EXC | COAL | 39814 | 10.5 | ST_EXC | ST | CHP2 |  |  | 47.5 | 0.42 | 630.7813 | 0 | 0 | 0 | 0 | 1400 | 2 | 35 | 0.31 | 0.1619 | 4 | 4 | 6.0003 | 0 | 0 | 0.27 | 0.97 | 65.1 | 5 | 2 | 2 | 0 | 0 | 0 | 0 | 0 | 0 | 0 | 0 | 30 | 1 | 0 | 0 | 0 | 1 | 1 | 0.3 | 0.03 | 0.6 | 0.15 | [6 empty] | 273
6870 | Restmüll-Heizkraftwerk Stuttgart-MünsterMÜN DT12 | 4058 | UeNB | EnBW Energie Baden-Württemberg AG | BNA0935 | 48.8182 | 9.2018 | Stuttgart | DE | BNA0935 | 29952 | 25569 | COAL_ST_EXC_b1989 | COAL89_EXC | COAL | 29952 | 45 | ST_EXC | ST | CHP2 |  |  | 65 | 0.363 | 68.8072 | 0 | 0 | 0 | 0 | 1400 | 2 | 35 | 0.31 | 0.1619 | 4 | 4 | 9 | 0 | 0 | 0.27 | 0.95 | 279 | 5 | 2 | 2 | 0 | 0 | 0 | 0 | 0 | 0 | 0 | 0 | 30 | 1 | 0 | 0 | 0 | 1 | 1 | 0.21 | 0.021 | 0.48 | 0.15 | [6 empty] | 183.6986
6872 | Restmüll-Heizkraftwerk Stuttgart-MünsterMÜN DT15 | 4133 | UeNB | EnBW Energie Baden-Württemberg AG | BNA0936 | 48.8182 | 9.2018 | Stuttgart | DE | BNA0936 | 30682 | 25569 | COAL_ST_EXC_b1989 | COAL89_EXC | COAL | 30682 | 45 | ST_EXC | ST | CHP2 |  |  | 65 | 0.363 | 68.8072 | 0 | 0 | 0 | 0 | 1400 | 2 | 35 | 0.31 | 0.1619 | 4 | 4 | 9 | 0 | 0 | 0.27 | 0.95 | 279 | 5 | 2 | 2 | 0 | 0 | 0 | 0 | 0 | 0 | 0 | 0 | 30 | 1 | 0 | 0 | 0 | 1 | 1 | 0.21 | 0.021 | 0.48 | 0.15 | [6 empty] | 183.6986
6873 | Heizkraftwerk Magirusstraße Ulm | 4140 | UeNB | Fernwärme Ulm GmbH | BNA1405a | 48.3939 | 9.969 | Ulm | DE | BNA1405a | 28491 | 25569 | COAL_ST_EXC_b1983 | COAL83_EXC | COAL | 28491 | 20.7 | ST_EXC | ST | CHP2 |  |  | 42.6 | 0.329 | 54.3164 | 0 | 0 | 0 | 0 | 1400 | 2 | 35 | 0.329 | 0.1619 | 8 | 8 | 9.0004 | 0 | 0 | 0.289 | 0.95 | 128.34 | 5 | 2 | 2 | 0 | 0 | 0 | 0 | 0 | 0 | 0 | 0 | 30 | 1 | 0 | 0 | 0 | 1 | 1 | 0.165 | 0.0165 | 0.43 | 0.15 | [6 empty] | 9.7808
6874 | Köhler Energie GmbH Oberkirch | 4144 | UeNB | Koehler SE | BNA1467 | 48.523 | 8.0677 | Oberkirch | DE | BNA1467 | 31413 | 25569 | COAL_ST_EXC_b1989 | COAL89_EXC | COAL | 31413 | 18.5 | ST_EXC | ST | CHP2 |  |  | 65 | 0.363 | 68.8072 | 0 | 0 | 0 | 0 | 1400 | 2 | 35 | 0.384 | 0.1619 | 4 | 4 | 6.8006 | 0 | 0 | 0.344 | 0.95 | 114.7 | 5 | 2 | 2 | 0 | 0 | 0 | 0 | 0 | 0 | 0 | 0 | 30 | 1 | 0 | 0 | 0 | 1 | 1 | 0.21 | 0.021 | 0.78208 | 0.15 | [6 empty] | 8.7413
6877 | BergkamenA | 7027 | UeNB | RWE GENERATION SE | BNA0067 | 51.637 | 7.619 | Bergkamen | DE | BNA0067 | 29587 | 25569 | COAL_ST_EXC_b1983 | COAL83_EXC | COAL | 29587 | 717 | ST_EXC | ST | CHP2 |  |  | 42.6 | 0.329 | 54.3164 | 0 | 0 | 0 | 0 | 1400 | 2 | 35 | 0.381 | 0.1619 | 8 | 8 | 280 | 0 | 0 | 0.341 | 0.95 | 4445.4 | 5 | 2 | 2 | 0 | 0 | 0 | 0 | 0 | 0 | 0 | 0 | 30 | 1 | 0 | 0 | 0 | 1 | 1 | 0.165 | 0.0165 | 0.43 | 0.15 | [6 empty] | 20
6879 | Kraftwerk I Block 4 Marl | 7089 | UeNB | Evonik Degussa GmbH | BNA0660 | 51.6879 | 7.116 | Marl | DE | BNA0660 | 25934 | 25569 | COAL_ST_EXC_b1983 | COAL83_EXC | COAL | 25934 | 55.25 | ST_EXC | ST | CHP2 |  |  | 42.6 | 0.329 | 54.3164 | 0 | 0 | 0 | 0 | 1400 | 2 | 35 | 0.357 | 0.1619 | 8 | 8 | 55 | 0 | 0 | 0.357 | 0.95 | 342.55 | 5 | 2 | 2 | 0 | 0 | 0 | 0 | 0 | 0 | 0 | 0 | 30 | 1 | 0 | 0 | 0 | 1 | 1 | 0.165 | 0.0165 | 0.43 | 0.15 | [6 empty] | 199
6881 | Kraftwerk I Block 5 Marl | 7091 | UeNB | Evonik Degussa GmbH | BNA0662a | 51.6879 | 7.116 | Marl | DE | BNA0662a | 30317 | 25569 | COAL_ST_BKP_b1999 | COAL99_BKP | COAL | 30317 | 60.2 | ST_BKP | ST | CHP1 |  |  | 42.6 | 0.29 | 58.6857 | 0 | 0 | 0 | 0 | 1400 | 2 | 35 | 0.393 | 0.1619 | 8 | 8 | 26.0004 | 0 | 0 | 0.353 | 0.94 | 373.24 | 5 | 2 | 2 | 0 | 0 | 0 | 0 | 0 | 0 | 0 | 0 | 30 | 1 | 0 | 0 | 0 | 1 | 1 | 0.255 | 0.0255 | 0.47 | [7 empty] | 127.4066
6882 | Datteln4 | 7101 | UeNB | Uniper GmbH | BNAP029 | 51.6296 | 7.3314 | Datteln | DE | BNAP029 | 43101 | 25569 | COAL_ST_EXC_f2000 | COAL22_EXC | COAL | 43101 | 1055 | ST_EXC | ST | CHP2 |  |  | 47.5 | 0.42 | 630.7813 | 0 | 0 | 0 | 0 | 1400 | 2 | 35 | 0.45 | 0.1619 | 4 | 4 | 250.035 | 0 | 0 | 0.38 | 0.97 | 6541 | 5 | 2 | 2.5 | 0 | 0 | 0 | 0 | 0 | 0 | 0 | 0 | 30 | 1 | 0 | 0 | 0 | 1 | 1 | 0.3 | 0.03 | 0.6 | 0.15 | [6 empty] | 380
6887 | HeizkraftwerkHKV Völklingen-Fenne | 7161 | UeNB | STEAG Power Saar GmbH | BNA0999 | 49.2485 | 6.8801 | Völklingen-Fenne | DE | BNA0999 | 32509 | 25569 | COAL_ST_EXC_b1983 | COAL83_EXC | COAL | 32509 | 211 | ST_EXC | ST | CHP2 |  |  | 42.6 | 0.329 | 54.3164 | 0 | 0 | 0 | 0 | 1400 | 2 | 35 | 0.384 | 0.1619 | 8 | 8 | 91.0043 | 0 | 0 | 0.344 | 0.95 | 1308.2 | 5 | 2 | 2 | 0 | 0 | 0 | 0 | 0 | 0 | 0 | 0 | 30 | 1 | 0 | 0 | 0 | 1 | 1 | 0.165 | 0.0165 | 0.73956 | 0.3 | [6 empty] | 185
6888 | ModellkraftwerkMKV Völklingen-Fenne | 7162 | UeNB | STEAG Power Saar GmbH | BNA0998 | 49.22 | 6.8053 | Völklingen-Fenne | DE | BNA0998 | 29952 | 25569 | COAL_ST_EXC_b1989 | COAL89_EXC | COAL | 29952 | 179 | ST_EXC | ST | CHP2 |  |  | 65 | 0.363 | 68.8072 | 0 | 0 | 0 | 0 | 1400 | 2 | 35 | 0.405 | 0.1619 | 4 | 4 | 77.0058 | 0 | 0 | 0.365 | 0.95 | 1109.8 | 5 | 2 | 2 | 0 | 0 | 0 | 0 | 0 | 0 | 0 | 0 | 30 | 1 | 0 | 0 | 0 | 1 | 1 | 0.21 | 0.021 | 0.81535 | 0.3 | [6 empty] | 236
6891 | KW HerneHerne 4 | 7236 | UeNB | STEAG GmbH | BNA0450 | 51.5514 | 7.1889 | Herne | DE | BNA0450 | 32509 | 25569 | COAL_ST_EXC_b1989 | COAL89_EXC | COAL | 32509 | 449 | ST_EXC | ST | CHP2 |  |  | 65 | 0.363 | 68.8072 | 0 | 0 | 0 | 0 | 1400 | 2 | 35 | 0.405 | 0.1619 | 4 | 4 | 120.0177 | 0 | 0 | 0.365 | 0.95 | 2783.8 | 5 | 2 | 2 | 0 | 0 | 0 | 0 | 0 | 0 | 0 | 0 | 30 | 1 | 0 | 0 | 0 | 1 | 1 | 0.21 | 0.021 | 0.82292 | 0.25 | [6 empty] | 550
6894 | IbbenbürenB | 7251 | UeNB | RWE GENERATION SE | BNA0493 | 52.2867 | 7.7464 | Ibbenbüren | DE | BNA0493 | 31048 | 25569 | COAL_ST_b1979 | COAL83 | COAL | 31048 | 794 | ST | ST | EL |  |  | 42.6 | 0.349 | 250.5419 | 0 | 0 | 0 | 0 | 1400 | 2 | 35 | 0.384 | 0.1619 | 4 | 4 | 190.0042 | 0 | 0 | 0.344 | 0.95 | 4922.8 | 5 | 2 | 2 | 0 | 0 | 0 | 0 | 0 | 0 | 0 | 0 | 30 | 1 | 0 | 0 | 0 | 1 | 1 | 0.12 | 0.012 | [8 empty] | 375.1674
6897 | KW LünenLünen 7 | 7350 | UeNB | STEAG GmbH | BNA0619 | 51.6144 | 7.4814 | Lünen | DE | BNA0619 | 25569 | 25569 | COAL_ST_EXC_b1969 | COAL69_EXC | COAL | 25569 | 324 | ST_EXC | ST | CHP2 |  |  | 42.6 | 0.303 | 19.7568 | 0 | 0 | 0 | 0 | 1400 | 2 | 35 | 0.324 | 0.1619 | 8 | 8 | 55 | 0 | 0 | 0.284 | 0.94 | 2008.8 | 5 | 2 | 2 | 0 | 0 | 0 | 0 | 0 | 0 | 0 | 0 | 30 | 1 | 0 | 0 | 0 | 1 | 1 | 0.075 | 0.0075 | 0.4 | 0.15 | [6 empty] | 153.091
6907 | KW WalsumWalsum 9 Duisburg | 7598 | UeNB | STEAG GmbH | BNA0216a | 51.5286 | 6.7118 | Duisburg | DE | BNA0216a | 32143 | 25569 | COAL_ST_EXC_b1989 | COAL89_EXC | COAL | 32143 | 370 | ST_EXC | ST | CHP2 |  |  | 65 | 0.363 | 68.8072 | 0 | 0 | 0 | 0 | 1400 | 2 | 35 | 0.402 | 0.1619 | 4 | 4 | 148 | 0 | 0 | 0.362 | 0.95 | 2294 | 5 | 2 | 2 | 0 | 0 | 0 | 0 | 0 | 0 | 0 | 0 | 30 | 1 | 0 | 0 | 0 | 1 | 1 | 0.21 | 0.021 | 0.80412 | 0.3 | [6 empty] | 295
6914 | HKW RömerbrückeKohleanlage Saarbrücken | 7653 | UeNB | Energie SaarLorLux AG | BNA0861b | 49.2306 | 7.042 | Saarbrücken | DE | BNA0861b | 32143 | 25569 | COAL_ST_EXC_b1989 | COAL89_EXC | COAL | 32143 | 50 | ST_EXC | ST | CHP2 |  |  | 65 | 0.363 | 68.8072 | 0 | 0 | 0 | 0 | 1400 | 2 | 35 | 0.363 | 0.1619 | 4 | 4 | 10 | 0 | 0 | 0.323 | 0.95 | 310 | 5 | 2 | 2 | 0 | 0 | 0 | 0 | 0 | 0 | 0 | 0 | 30 | 1 | 0 | 0 | 0 | 1 | 1 | 0.21 | 0.021 | 0.48 | 0.15 | [6 empty] | 235
6916 | Trianel Kohlekraftwerk Lünen | 7666 | UeNB | Trianel Kohlekraftwerk Lünen GmbH & Co. KG | BNA1508 | 51.6144 | 7.4814 | Lünen | DE | BNA1508 | 41275 | 25569 | COAL_ST_EXC_f2000 | COAL22_EXC | COAL | 41275 | 735 | ST_EXC | ST | CHP2 |  |  | 47.5 | 0.42 | 630.7813 | 0 | 0 | 0 | 0 | 1400 | 2 | 35 | 0.324 | 0.1619 | 4 | 4 | 165.0152 | 0 | 0 | 0.284 | 0.97 | 4557 | 5 | 2 | 2 | 0 | 0 | 0 | 0 | 0 | 0 | 0 | 0 | 30 | 1 | 0 | 0 | 0 | 1 | 1 | 0.3 | 0.03 | 0.6 | 0.15 | [6 empty] | 35
6917 | Reno De MediciHD - Kraftwerk Arnsberg | 7704 | UeNB | Reno De Medici Arnsberg GmbH | BNA1331 | 51.3862 | 8.052 | Arnsberg | DE | BNA1331 | 25569 | 25569 | COAL_ST_EXC_b1969 | COAL69_EXC | COAL | 25569 | 19.1 | ST_EXC | ST | CHP2 |  |  | 42.6 | 0.303 | 19.7568 | 0 | 0 | 0 | 0 | 1400 | 2 | 35 | 0.37 | 0.1619 | 8 | 8 | 7.64 | 0 | 0 | 0.33 | 0.94 | 118.42 | 5 | 2 | 2 | 0 | 0 | 0 | 0 | 0 | 0 | 0 | 0 | 30 | 1 | 0 | 0 | 0 | 1 | 1 | 0.075 | 0.0075 | 0.73267 | 0.15 | [6 empty] | 8.8766
6918 | Heizkraftwerk der Sappi Stockstadt GmbHKonvention | 7806 | UeNB | Sappi Stockstadt GmbH | BNA0926b | 49.9758 | 9.0511 | Stockstadt | DE | BNA0926b | 25569 | 25569 | COAL_ST_EXC_b1969 | COAL69_EXC | COAL | 25569 | 24.79 | ST_EXC | ST | CHP2 |  |  | 42.6 | 0.303 | 19.7568 | 0 | 0 | 0 | 0 | 1400 | 2 | 35 | 0.303 | 0.1619 | 8 | 8 | 5 | 0 | 0 | 0.263 | 0.94 | 153.698 | 5 | 2 | 2 | 0 | 0 | 0 | 0 | 0 | 0 | 0 | 0 | 30 | 1 | 0 | 0 | 0 | 1 | 1 | 0.075 | 0.0075 | 0.4 | 0.15 | [6 empty] | 11.5209
6919 | HeizkraftwerkBlock B Industriepark Höchst | 7904 | UeNB | Infraserv GmbH & Co. Höchst KG | BNA0498 | 50.0913 | 8.5301 | Industriepark Höchst | DE | BNA0498 | 32509 | 25569 | COAL_ST_EXC_b1989 | COAL89_EXC | COAL | 32509 | 66 | ST_EXC | ST | CHP2 |  |  | 65 | 0.363 | 68.8072 | 0 | 0 | 0 | 0 | 1400 | 2 | 35 | 0.363 | 0.1619 | 4 | 4 | 27.9972 | 0 | 0 | 0.323 | 0.95 | 409.2 | 5 | 2 | 2 | 0 | 0 | 0 | 0 | 0 | 0 | 0 | 0 | 30 | 1 | 0 | 0 | 0 | 1 | 1 | 0.21 | 0.021 | 0.48 | 0.15 | [6 empty] | 139.6816
6920 | Industrie-Kraftwerk Rheinberg | 7913 | UeNB | Solvay Chemicals GmbH | BNA0834 | 51.5565 | 6.6098 | Rheinberg | DE | BNA0834 | 27395 | 25569 | COAL_ST_EXC_f2000 | COAL22_EXC | COAL | 27395 | 79 | ST_EXC | ST | CHP2 |  |  | 47.5 | 0.42 | 630.7813 | 0 | 0 | 0 | 0 | 1400 | 2 | 35 | 0.35 | 0.1619 | 4 | 4 | 34 | 0 | 0 | 0.31 | 0.97 | 489.8 | 5 | 2 | 2 | 0 | 0 | 0 | 0 | 0 | 0 | 0 | 0 | 30 | 1 | 0 | 0 | 0 | 1 | 1 | 0.3 | 0.03 | 0.6 | 0.15 | [6 empty] | 36.7146
6921 | HKW Karcherstr.20 Kaiserslautern | 7932 | UeNB | SWK - Stadtwerke Kaiserslautern | BNA0510b | 49.4389 | 7.7694 | Kaiserslautern | DE | BNA0510b | 35065 | 25569 | COAL_ST_EXC_b1999 | COAL99_EXC | COAL | 35065 | 13.4 | ST_EXC | ST | CHP2 |  |  | 65 | 0.383 | 62.6754 | 0 | 0 | 0 | 0 | 1400 | 2 | 35 | 0.407 | 0.1619 | 4 | 4 | 5.4002 | 0 | 0 | 0.367 | 0.96 | 83.08 | 5 | 2 | 2 | 0 | 0 | 0 | 0 | 0 | 0 | 0 | 0 | 30 | 1 | 0 | 0 | 0 | 1 | 1 | 0.255 | 0.0255 | 0.52 | 0.15 | [6 empty] | 6.2275
6923 | Kraftwerk IDampfwirtschaft (6 Einzelturbinen) Mar | 7937 | UeNB | Evonik Degussa GmbH | BNA0662b |  |  | Marl | DE | BNA0662b | 25569 | 25569 | COAL_ST_EXC_b1969 | COAL69_EXC | COAL | 25569 | 169.32 | ST_EXC | ST | CHP2 |  |  | 42.6 | 0.303 | 19.7568 | 0 | 0 | 0 | 0 | 1400 | 2 | 35 | 0.33 | 0.1619 | 8 | 8 | 39.996 | 0 | 0 | 0.29 | 0.94 | 1049.784 | 5 | 2 | 2 | 0 | 0 | 0 | 0 | 0 | 0 | 0 | 0 | 30 | 1 | 0 | 0 | 0 | 1 | 1 | 0.075 | 0.0075 | 0.4 | 0.15 | [6 empty] | 262
6924 | Kraftwerk L 57 Krefeld-Uerdingen | 7982 | UeNB | Currenta GmbH & Co. OHG | BNA0557a | 51.3686 | 6.6529 | Krefeld-Uerdingen | DE | BNA0557a | 25569 | 25569 | COAL_ST_EXC_b1969 | COAL69_EXC | COAL | 25569 | 26 | ST_EXC | ST | CHP2 |  |  | 42.6 | 0.303 | 19.7568 | 0 | 0 | 0 | 0 | 1400 | 2 | 35 | 0.303 | 0.1619 | 8 | 8 | 10.4 | 0 | 0 | 0.263 | 0.94 | 161.2 | 5 | 2 | 2 | 0 | 0 | 0 | 0 | 0 | 0 | 0 | 0 | 30 | 1 | 0 | 0 | 0 | 1 | 1 | 0.075 | 0.0075 | 0.4 | 0.15 | [6 empty] | 55.0261
6927 | KNG Kraftwerk RostockRostock | 8121 | UeNB | EnBW Energie Baden-Württemberg AG | BNA0849 | 54.141 | 12.1314 | Rostock | DE | BNA0849 | 34335 | 25569 | COAL_ST_EXC_b1999 | COAL99_EXC | COAL | 34335 | 508 | ST_EXC | ST | CHP2 |  |  | 65 | 0.383 | 62.6754 | 0 | 0 | 0 | 0 | 1400 | 2 | 35 | 0.419 | 0.1619 | 4 | 4 | 206.0001 | 0 | 0 | 0.379 | 0.96 | 3149.6 | 5 | 2 | 2 | 0 | 0 | 0 | 0 | 0 | 0 | 0 | 0 | 30 | 1 | 0 | 0 | 0 | 1 | 1 | 0.255 | 0.0255 | 0.87768 | 0.25 | [6 empty] | 150
6928 | Tiefstack Hamburg | 8207 | UeNB | Vattenfall Europe Wärme Aktiengesellschaft | BNA0402 | 53.5264 | 10.0642 | Hamburg | DE | BNA0402 | 33970 | 25569 | COAL_ST_BKP_b1999 | COAL99_BKP | COAL | 33970 | 194 | ST_BKP | ST | CHP1 |  |  | 42.6 | 0.29 | 58.6857 | 0 | 0 | 0 | 0 | 1400 | 2 | 35 | 0.416 | 0.1619 | 8 | 8 | 89.0072 | 0 | 0 | 0.376 | 0.94 | 1202.8 | 5 | 2 | 2 | 0 | 0 | 0 | 0 | 0 | 0 | 0 | 0 | 30 | 1 | 0 | 0 | 0 | 1 | 1 | 0.255 | 0.0255 | 0.24713 | [7 empty] | 785
6929 | MoorburgB Hamburg | 8210 | UeNB | Vattenfall Europe Generation AG | BNA1558 | 53.49 | 9.9517 | Hamburg | DE | BNAP012 | 41640 | 25569 | COAL_ST_EXC_f2000 | COAL22_EXC | COAL | 41640 | 800 | ST_EXC | ST | CHP2 |  |  | 47.5 | 0.42 | 630.7813 | 0 | 0 | 0 | 0 | 1400 | 2 | 35 | 0.37 | 0.1619 | 4 | 4 | 264.023 | 0 | 0 | 0.33 | 0.97 | 4960 | 5 | 2 | 2 | 0 | 0 | 0 | 0 | 0 | 0 | 0 | 0 | 30 | 1 | 0 | 0 | 0 | 1 | 1 | 0.3 | 0.03 | 0.6 | 0.15 | [6 empty] | 385.7352
6930 | MoorburgA Hamburg | 8211 | UeNB | Vattenfall Kraftwerk Moorburg GmbH | BNA1673 | 53.49 | 9.9517 | Hamburg | DE | BNAP013 | 42005 | 25569 | COAL_ST_EXC_f2000 | COAL22_EXC | COAL | 42005 | 800 | ST_EXC | ST | CHP2 |  |  | 47.5 | 0.42 | 630.7813 | 0 | 0 | 0 | 0 | 1400 | 2 | 35 | 0.37 | 0.1619 | 4 | 4 | 264.023 | 0 | 0 | 0.33 | 0.97 | 4960 | 5 | 2 | 2 | 0 | 0 | 0 | 0 | 0 | 0 | 0 | 0 | 30 | 1 | 0 | 0 | 0 | 1 | 1 | 0.3 | 0.03 | 0.6 | 0.15 | [6 empty] | 385.7352
6934 | Moabit A Berlin | 8419 | UeNB | Vattenfall Europe Wärme Aktiengesellschaft | BNA0085a | 52.5429 | 13.3522 | Berlin | DE | BNA0085a | 32874 | 25569 | COAL_ST_BKP_b1999 | COAL99_BKP | COAL | 32874 | 89 | ST_BKP | ST | CHP1 |  |  | 42.6 | 0.29 | 58.6857 | 0 | 0 | 0 | 0 | 1400 | 2 | 35 | 0.407 | 0.1619 | 8 | 8 | 41.0023 | 0 | 0 | 0.367 | 0.94 | 551.8 | 5 | 2 | 2 | 0 | 0 | 0 | 0 | 0 | 0 | 0 | 0 | 30 | 1 | 0 | 0 | 0 | 1 | 1 | 0.255 | 0.0255 | 0.37 | [7 empty] | 240
6935 | Reuter West D Berlin | 8421 | UeNB | Vattenfall Europe Wärme AG | BNA0086 | 52.5347 | 13.2423 | Berlin | DE | BNA0086 | 31778 | 25569 | COAL_ST_EXC_b1989 | COAL89_EXC | COAL | 31778 | 282 | ST_EXC | ST | CHP2 |  |  | 65 | 0.363 | 68.8072 | 0 | 0 | 0 | 0 | 1400 | 2 | 35 | 0.402 | 0.1619 | 4 | 4 | 140.013 | 0 | 0 | 0.362 | 0.95 | 1748.4 | 5 | 2 | 2 | 0 | 0 | 0 | 0 | 0 | 0 | 0 | 0 | 30 | 1 | 0 | 0 | 0 | 1 | 1 | 0.21 | 0.021 | 0.80412 | 0.3 | [6 empty] | 387
6936 | Reuter West E Berlin | 8422 | UeNB | Vattenfall Europe Wärme AG | BNA0087 | 52.5347 | 13.2423 | Berlin | DE | BNA0087 | 32143 | 25569 | COAL_ST_EXC_b1989 | COAL89_EXC | COAL | 32143 | 282 | ST_EXC | ST | CHP2 |  |  | 65 | 0.363 | 68.8072 | 0 | 0 | 0 | 0 | 1400 | 2 | 35 | 0.405 | 0.1619 | 4 | 4 | 140.013 | 0 | 0 | 0.365 | 0.95 | 1748.4 | 5 | 2 | 2 | 0 | 0 | 0 | 0 | 0 | 0 | 0 | 0 | 30 | 1 | 0 | 0 | 0 | 1 | 1 | 0.21 | 0.021 | 0.81535 | 0.3 | [6 empty] | 387
6956 | MiROKesselhaus Werk 1 Karlsruhe | 4091 | UeNB | Mineraloelraffinerie Oberrhein GmbH & Co. KG | BNA0516 | 49.0425 | 8.3383 | Karlsruhe | DE | BNA0516 | 34700 | 25569 | LCVG_ST_EXC_f2000 | OIL22 | FUELOIL | 34700 | 45 | ST_EXC | ST | CHP2 |  |  | 40 | 0.36 | 1.9387 | 0 | 0 | 0 | 0 | 300 | 0 | 35 | 0.36 | 0 | 1 | 1 | 18 | 0 | 0 | 0.32 | 0.94 | 49.5 | 8 | 0 | 1.53 | 0 | 0 | 0 | 0 | 0 | 0 | 0 | 0 | 30 | 1 | 0 | 0 | 0 | 1 | 1 | 0 | 0 | 0.55 | 0.15 | [6 empty] | 40
6957 | MiROKesselhaus Werk 2 Karlsruhe | 4114 | UeNB | Mineraloelraffinerie Oberrhein GmbH & Co. KG | BNA0517 | 49.0425 | 8.3383 | Karlsruhe | DE | BNA0517 | 34700 | 25569 | LCVG_ST_EXC_f2000 | OIL22 | FUELOIL | 34700 | 25 | ST_EXC | ST | CHP2 |  |  | 40 | 0.36 | 1.9387 | 0 | 0 | 0 | 0 | 300 | 0 | 35 | 0.36 | 0 | 1 | 1 | 4 | 0 | 0 | 0.32 | 0.94 | 27.5 | 8 | 0 | 1.53 | 0 | 0 | 0 | 0 | 0 | 0 | 0 | 0 | 30 | 1 | 0 | 0 | 0 | 1 | 1 | 0 | 0 | 0.55 | 0.15 | [6 empty] | 40
6958 | Raffineriekraftwerk Köln Godorf | 7300 | UeNB | STEAG GmbH | BNA0547 | 50.8664 | 6.9531 | Köln | DE | BNA0547 | 37987 | 25569 | OIL_CC_BKP_f2000 | OIL22_BKP | FUELOIL | 37987 | 114.4 | CC_BKP | CC | CHP1 |  |  | 40 | 0.47 | 5.8785 | 0 | 0 | 0 | 0 | 400 | 2 | 35 | 0.404 | 0.1 | 4 | 4 | 30 | 1 | 0 | 0.364 | 0.97 | 514.8 | 8 | 2 | 1.53 | 0 | 0 | 0 | 0 | 0 | 0 | 0 | 0 | 30 | 1 | 0 | 0 | 0 | 1 | 1 | 0.4 | 0.04 | 1.3 | [7 empty] | 235
6975 | IKS PCK SchwedtBlock 1 SE 1 | 8363 | UeNB | PCK Raffinerie GmbH | BNA0894c | 53.0979 | 14.2721 | PCK Schwedt | DE | BNA0894c | 35796 | 25569 | OIL_CC_BKP_b1999 | OIL99_BKP | FUELOIL | 35796 | 106 | CC_BKP | CC | CHP1 |  |  | 19 | 0.41 | 2.4715 | 0 | 0 | 0 | 0 | 400 | 2 | 35 | 0.41 | 0.1 | 4 | 4 | 32.0014 | 0 | 0 | 0.35 | 0.96 | 477 | 8 | 2 | 1.2 | 0 | 0 | 0 | 0 | 0 | 0 | 0 | 0 | 30 | 1 | 0 | 0 | 0 | 1 | 1 | 0.34 | 0.034 | 0.8 | [7 empty] | 132
6976 | IKS PCK SchwedtBlock 2 SE 2 | 8364 | UeNB | PCK Raffinerie GmbH | BNA0894d | 53.0979 | 14.2721 | PCK Schwedt | DE | BNA0894d | 35796 | 25569 | OIL_CC_BKP_b1999 | OIL99_BKP | FUELOIL | 35796 | 106 | CC_BKP | CC | CHP1 |  |  | 19 | 0.41 | 2.4715 | 0 | 0 | 0 | 0 | 400 | 2 | 35 | 0.41 | 0.1 | 4 | 4 | 32.0014 | 0 | 0 | 0.35 | 0.96 | 477 | 8 | 2 | 1.2 | 0 | 0 | 0 | 0 | 0 | 0 | 0 | 0 | 30 | 1 | 0 | 0 | 0 | 1 | 1 | 0.34 | 0.034 | 1.8182 | [7 empty] | 58.3
6978 | IKS PCK SchwedtBlock 5 SE 5 | 8374 | UeNB | PCK Raffinerie GmbH | BNA0894a | 53.0979 | 14.2721 | PCK Schwedt | DE | BNA0894a | 26299 | 25569 | OIL_ST_BKP_b1969 | OIL69_BKP | FUELOIL | 26299 | 28 | ST_BKP | ST | CHP1 |  |  | 40 | 0.205 |  |  | 0 |  | 0 | 300 | 0 | 35 | 0.205 | 0 | 1 | 1 | 14 | 0 | 0 | 0.16 | 0.94 | 30.8 | 8 | 0 | 1.53 | 0 | 0 | 0 | 0 | 0 | 0 | 0 | 0 | 30 | 1 | 0 | 0 | 0 | 1 | 1 | 0 | 0 | 1.82 | [7 empty] | 15.4
6982 | Raffineriekraftwerk Leuna | 8532 | UeNB | TOTAL Raffinerie Mitteldeutschland GmbH | BNA0596 | 51.3079 | 12.0143 | Leuna | DE | BNA0596 | 35431 | 25569 | OIL_CC_BKP_b1999 | OIL99_BKP | FUELOIL | 35431 | 92.5 | CC_BKP | CC | CHP1 |  |  | 19 | 0.41 | 2.4715 | 0 | 0 | 0 | 0 | 400 | 2 | 35 | 0.52 | 0.1 | 4 | 4 | 10 | 0 | 0 | 0.48 | 0.96 | 416.25 | 8 | 2 | 1.2 | 0 | 0 | 0 | 0 | 0 | 0 | 0 | 0 | 30 | 1 | 0 | 0 | 0 | 1 | 1 | 0.34 | 0.034 | 1 | [7 empty] | 208
6991 | FKK Kassel | 2053 | UeNB | Städtische Werke Energie + Wärme GmbH | BNA0523 | 51.2835 | 9.4643 | Kassel | DE | BNA0523 | 32143 | 25569 | LIGN_ST_BKP | LIGN83_BKP | LIGNITE | 32143 | 33.5 | ST_BKP | ST | CHP1 |  |  | 52.4 | 0.22 | 17.8042 | 0 | 0 | 0 | 0 | 2300 | 5 | 35 | 0.36 | 0.1619 | 8 | 8 | 28.4 | 0 | 0 | 0.36 | 0.96 | 167.5 | 5 | 5 | 1.6 | 0 | 0 | 0 | 0 | 0 | 0 | 0 | 0 | 30 | 1 | 0 | 0 | 0 | 1 | 1 | 0.2 | 0.02 | 0.42 | [7 empty] | 80
7000 | NeurathD Grevenbroich-Neurath | 7408 | UeNB | RWE Power AG | BNA0699 | 51.0395 | 6.615 | Grevenbroich-Neurath | DE | BNA0699 | 27395 | 25569 | LIGN_ST_EXC_f2000 | LIGN22_EXC | LIGNITE | 27395 | 607 | ST_EXC | ST | CHP2 |  |  | 63 | 0.315 | 352.2731 | 0 | 0 | 0 | 0 | 2300 | 4 | 35 | 0.42 | 0.1619 | 8 | 8 | 260 | 1 | 0 | 0.33 | 0.98 | 3763.4 | 5 | 4 | 2 | 0 | 0 | 0 | 0 | 0 | 0 | 0 | 0 | 30 | 1 | 0 | 0 | 0 | 1 | 1 | 0.2 | 0.02 | 0.6 | 0.15 | [6 empty] | 4.5
7001 | NeurathE Grevenbroich-Neurath | 7409 | UeNB | RWE Power AG | BNA0700 | 51.0395 | 6.615 | Grevenbroich-Neurath | DE | BNA0700 | 27760 | 25569 | LIGN_ST_EXC_b1983 | LIGN83_EXC | LIGNITE | 27760 | 604 | ST_EXC | ST | CHP2 |  |  | 52.4 | 0.225 | 141.8143 | 0 | 0 | 0 | 0 | 2300 | 5 | 35 | 0.3 | 0.1619 | 8 | 8 | 320 | 0 | 0 | 0.23 | 0.96 | 3744.8 | 5 | 5 | 1.6 | 0 | 0 | 0 | 0 | 0 | 0 | 0 | 0 | 30 | 1 | 0 | 0 | 0 | 1 | 1 | 0.11 | 0.011 | 0.38 | 0.15 | [6 empty] | 4.5
7010 | NiederaußemG Bergheim | 7418 | UeNB | RWE Power AG | BNA0708 | 50.9957 | 6.669 | Bergheim | DE | BNA0708 | 27030 | 25569 | LIGN_ST_EXC_b1969 | LIGN69_EXC | LIGNITE | 27030 | 628 | ST_EXC | ST | CHP2 |  |  | 52.4 | 0.21 | 73.9186 | 0 | 0 | 0 | 0 | 2300 | 5 | 35 | 0.28 | 0.1619 | 8 | 8 | 320 | 0 | 0 | 0.2 | 0.95 | 3893.6 | 5 | 5 | 1.6 | 0 | 0 | 0 | 0 | 0 | 0 | 0 | 0 | 30 | 1 | 0 | 0 | 0 | 1 | 1 | 0.05 | 0.005 | 0.35 | 0.15 | [6 empty] | 245
7014 | WeisweilerG Eschweiler-Weisweiler | 7621 | UeNB | RWE Power AG | BNA1027 | 50.8392 | 6.3211 | Eschweiler-Weisweiler | DE | BNA1027 | 27030 | 25569 | LIGN_ST_EXC_b1969 | LIGN69_EXC | LIGNITE | 27030 | 663 | ST_EXC | ST | CHP2 |  |  | 52.4 | 0.21 | 73.9186 | 0 | 0 | 0 | 0 | 2300 | 5 | 35 | 0.28 | 0.1619 | 8 | 8 | 245 | 0 | 0 | 0.2 | 0.95 | 4110.6 | 5 | 5 | 1.6 | 0 | 0 | 0 | 0 | 0 | 0 | 0 | 0 | 30 | 1 | 0 | 0 | 0 | 1 | 1 | 0.05 | 0.005 | 0.35 | 0.15 | [6 empty] | 91.5
7015 | WeisweilerH Eschweiler-Weisweiler | 7622 | UeNB | RWE Power AG | BNA1028 | 50.8392 | 6.3211 | Eschweiler-Weisweiler | DE | BNA1028 | 27395 | 25569 | LIGN_ST_EXC_f2000 | LIGN22_EXC | LIGNITE | 27395 | 656 | ST_EXC | ST | CHP2 |  |  | 63 | 0.315 | 352.2731 | 0 | 0 | 0 | 0 | 2300 | 4 | 35 | 0.42 | 0.1619 | 8 | 8 | 245 | 1 | 0 | 0.33 | 0.98 | 4067.2 | 5 | 4 | 2 | 0 | 0 | 0 | 0 | 0 | 0 | 0 | 0 | 30 | 1 | 0 | 0 | 0 | 1 | 1 | 0.2 | 0.02 | 0.6 | 0.15 | [6 empty] | 91.5
7017 | HKW Sachtleben Duisburg | 7726 | UeNB | Sachtleben Chemie GmbH | BNA1451 | 51.4532 | 6.6981 | Duisburg | DE | BNA1451 | 25569 | 25569 | LIGN_ST_EXC_b1969 | LIGN69_EXC | LIGNITE | 25569 | 27.5 | ST_EXC | ST | CHP2 |  |  | 52.4 | 0.21 | 73.9186 | 0 | 0 | 0 | 0 | 2300 | 5 | 35 | 0.28 | 0.1619 | 8 | 8 | 16.5 | 0 | 0 | 0.2 | 0.95 | 170.5 | 5 | 5 | 1.6 | 0 | 0 | 0 | 0 | 0 | 0 | 0 | 0 | 30 | 1 | 0 | 0 | 0 | 1 | 1 | 0.05 | 0.005 | 0.35 | 0.15 | [6 empty] | 10
7018 | HKW MerkenichBlock 6 Köln | 7817 | UeNB | RheinEnergie AG | BNA0543 | 51.0469 | 6.8776 | Köln | DE | BNA0543 | 40179 | 25569 | LIGN_ST_EXC_f2000 | LIGN22_EXC | LIGNITE | 40179 | 75.3 | ST_EXC | ST | CHP2 |  |  | 63 | 0.315 | 352.2731 | 0 | 0 | 0 | 0 | 2300 | 4 | 35 | 0.404 | 0.1619 | 8 | 8 | 32.0025 | 1 | 0 | 0.364 | 0.98 | 466.86 | 5 | 4 | 2 | 0 | 0 | 0 | 0 | 0 | 0 | 0 | 0 | 30 | 1 | 0 | 0 | 0 | 1 | 1 | 0.2 | 0.02 | 0.6 | 0.15 | [6 empty] | 76
7022 | P&L Werk JülichKessel 5 | 7951 | UeNB | Pfeifer & Langen Kommanditgesellschaft | BNA1164 | 50.9287 | 6.3669 | Jülich | DE | BNA1164 | 37987 | 25569 | LIGN_ST_BKP | LIGN83_BKP | LIGNITE | 37987 | 23.2 | ST_BKP | ST | CHP1 |  |  | 52.4 | 0.22 | 17.8042 | 0 | 0 | 0 | 0 | 2300 | 5 | 35 | 0.404 | 0.1619 | 8 | 8 | 11.0011 | 0 | 0 | 0.364 | 0.96 | 116 | 5 | 5 | 1.6 | 0 | 0 | 0 | 0 | 0 | 0 | 0 | 0 | 30 | 1 | 0 | 0 | 0 | 1 | 1 | 0.2 | 0.02 | 0.21 | [7 empty] | 120
7025 | Frechen/Wachtberg | 7986 | UeNB | RWE Power AG | BNA0292 | 50.9144 | 6.7876 | Frechen | DE | BNA0292 | 25569 | 25569 | LIGN_ST_EXC_b1969 | LIGN69_EXC | LIGNITE | 25569 | 176 | ST_EXC | ST | CHP2 |  |  | 52.4 | 0.21 | 73.9186 | 0 | 0 | 0 | 0 | 2300 | 5 | 35 | 0.306 | 0.1619 | 8 | 8 | 70 | 0 | 0 | 0.266 | 0.95 | 1091.2 | 5 | 5 | 1.6 | 0 | 0 | 0 | 0 | 0 | 0 | 0 | 0 | 30 | 1 | 0 | 0 | 0 | 1 | 1 | 0.05 | 0.005 | 0.35 | 0.15 | [6 empty] | 251
7026 | HKW Cottbus1 | 8339 | UeNB | HKW Heizkraftwerksgesellschaft Cottbus mbH | BNA0183 | 51.7622 | 14.4294 | Cottbus | DE | BNA0183 | 36161 | 25569 | LIGN_ST_EXC_b1999 | LIGN99_EXC | LIGNITE | 36161 | 74 | ST_EXC | ST | CHP2 |  |  | 78 | 0.27 | 153.359 | 0 | 0 | 0 | 0 | 2300 | 5 | 35 | 0.3 | 0.1619 | 8 | 8 | 12.0028 | 0 | 0 | 0.26 | 0.97 | 458.8 | 5 | 5 | 2 | 0 | 0 | 0 | 0 | 0 | 0 | 0 | 0 | 30 | 1 | 0 | 0 | 0 | 1 | 1 | 0.17 | 0.017 | 0.48 | 0.15 | [6 empty] | 80
7027 | Heizkraftwerk FFOBlock1-GuD-EK Frankfurt Oder | 8342 | UeNB | Stadtwerke Frankfurt (Oder) GmbH | BNA0284 | 52.3304 | 14.4313 | Frankfurt Oder | DE | BNA0284 | 35431 | 25569 | LIGN_ST_EXC_b1999 | LIGN99_EXC | LIGNITE | 35431 | 45 | ST_EXC | ST | CHP2 |  |  | 78 | 0.27 | 153.359 | 0 | 0 | 0 | 0 | 2300 | 5 | 35 | 0.36 | 0.1619 | 8 | 8 | 28.998 | 0 | 0 | 0.3 | 0.97 | 279 | 5 | 5 | 2 | 0 | 0 | 0 | 0 | 0 | 0 | 0 | 0 | 30 | 1 | 0 | 0 | 0 | 1 | 1 | 0.17 | 0.017 | 0.48 | 0.15 | [6 empty] | 80
7028 | KW JänschwaldeA Peitz | 8352 | UeNB | Vattenfall Europe Generation AG | BNA0785 | 51.8343 | 14.4577 | Peitz | DE | BNA0785,CHP Tool adjustment (9.15) | 29587 | 25569 | LIGN_ST_EXC_b1989 | LIGN89_EXC | LIGNITE | 29587 | 465 | ST_EXC | ST | CHP2 |  |  | 78 | 0.255 | 158.8519 | 0 | 0 | 0 | 0 | 2300 | 5 | 35 | 0.34 | 0.1619 | 8 | 8 | 160.0065 | 0 | 0 | 0.27 | 0.96 | 2883 | 5 | 5 | 2 | 0 | 0 | 0 | 0 | 0 | 0 | 0 | 0 | 30 | 1 | 0 | 0 | 0 | 1 | 1 | 0.14 | 0.014 | 0.45 | 0.15 | [6 empty] | 76.3
7029 | KW JänschwaldeB Peitz | 8353 | UeNB | Vattenfall Europe Generation AG | BNA0786 | 51.8343 | 14.4577 | Peitz | DE | BNA0786,CHP Tool adjustment (9.15) | 29952 | 25569 | LIGN_ST_EXC_b1989 | LIGN89_EXC | LIGNITE | 29952 | 465 | ST_EXC | ST | CHP2 |  |  | 78 | 0.255 | 158.8519 | 0 | 0 | 0 | 0 | 2300 | 5 | 35 | 0.34 | 0.1619 | 8 | 8 | 160.0065 | 0 | 0 | 0.27 | 0.96 | 2883 | 5 | 5 | 2 | 0 | 0 | 0 | 0 | 0 | 0 | 0 | 0 | 30 | 1 | 0 | 0 | 0 | 1 | 1 | 0.14 | 0.014 | 0.45 | 0.15 | [6 empty] | 76.3
7030 | KW JänschwaldeC Peitz | 8354 | UeNB | Vattenfall Europe Generation AG | BNA0787 | 51.8343 | 14.4577 | Peitz | DE | BNA0787,CHP Tool adjustment (9.15) | 30682 | 25569 | LIGN_ST_EXC_b1989 | LIGN89_EXC | LIGNITE | 30682 | 465 | ST_EXC | ST | CHP2 |  |  | 78 | 0.255 | 158.8519 | 0 | 0 | 0 | 0 | 2300 | 5 | 35 | 0.34 | 0.1619 | 8 | 8 | 160.0065 | 0 | 0 | 0.27 | 0.96 | 2883 | 5 | 5 | 2 | 0 | 0 | 0 | 0 | 0 | 0 | 0 | 0 | 30 | 1 | 0 | 0 | 0 | 1 | 1 | 0.14 | 0.014 | 0.45 | 0.15 | [6 empty] | 76.3
7031 | KW JänschwaldeD Peitz | 8355 | UeNB | Vattenfall Europe Generation AG | BNA0788 | 51.8343 | 14.4577 | Peitz | DE | BNA0788,CHP Tool adjustment (9.15) | 31048 | 25569 | LIGN_ST_EXC_b1989 | LIGN89_EXC | LIGNITE | 31048 | 465 | ST_EXC | ST | CHP2 |  |  | 78 | 0.255 | 158.8519 | 0 | 0 | 0 | 0 | 2300 | 5 | 35 | 0.34 | 0.1619 | 8 | 8 | 145 | 0 | 0 | 0.27 | 0.96 | 2883 | 5 | 5 | 2 | 0 | 0 | 0 | 0 | 0 | 0 | 0 | 0 | 30 | 1 | 0 | 0 | 0 | 1 | 1 | 0.14 | 0.014 | 0.45 | 0.15 | [6 empty] | 58
7034 | Schwarze PumpeA Spremberg | 8366 | UeNB | Vattenfall Europe Generation AG | BNA0914 | 51.5361 | 14.3538 | Spremberg | DE | BNA0914 | 35431 | 25569 | LIGN_ST_EXC_b1999 | LIGN99_EXC | LIGNITE | 35431 | 750 | ST_EXC | ST | CHP2 |  |  | 78 | 0.27 | 153.359 | 0 | 0 | 0 | 0 | 2300 | 5 | 35 | 0.408 | 0.1619 | 8 | 8 | 440 | 0 | 0 | 0.368 | 0.97 | 4650 | 5 | 5 | 2 | 0 | 0 | 0 | 0 | 0 | 0 | 0 | 0 | 30 | 1 | 0 | 0 | 0 | 1 | 1 | 0.17 | 0.017 | 0.84211 | 0.2 | [6 empty] | 60
7035 | Schwarze PumpeB Spremberg | 8367 | UeNB | Vattenfall Europe Generation AG | BNA0915 | 51.5361 | 14.3538 | Spremberg | DE | BNA0915 | 35796 | 25569 | LIGN_ST_EXC_b1999 | LIGN99_EXC | LIGNITE | 35796 | 750 | ST_EXC | ST | CHP2 |  |  | 78 | 0.27 | 153.359 | 0 | 0 | 0 | 0 | 2300 | 5 | 35 | 0.408 | 0.1619 | 8 | 8 | 440 | 0 | 0 | 0.368 | 0.97 | 4650 | 5 | 5 | 2 | 0 | 0 | 0 | 0 | 0 | 0 | 0 | 0 | 30 | 1 | 0 | 0 | 0 | 1 | 1 | 0.17 | 0.017 | 0.84211 | 0.2 | [6 empty] | 60
7036 | Klingenberg Berlin | 8404 | UeNB | Vattenfall Europe Wärme Aktiengesellschaft | BNA0081 | 52.4992 | 13.4919 | Berlin | DE | BNA0081 | 29587 | 47483 | LIGN_ST_EXC_b1989 | LIGN89_EXC | LIGNITE | 29587 | 164 | ST_EXC | ST | CHP2 |  |  | 78 | 0.255 | 158.8519 | 0 | 0 | 0 | 0 | 2300 | 5 | 35 | 0.34 | 0.1619 | 8 | 8 | 98.4 | 0 | 0 | 0.27 | 0.96 | 1016.8 | 5 | 5 | 2 | 0 | 0 | 0 | 0 | 0 | 0 | 0 | 0 | 30 | 1 | 0 | 0 | 0 | 1 | 1 | 0.14 | 0.014 | 0.45 | 0.15 | [6 empty] | 590
7037 | SchkopauA | 8538 | UeNB | Uniper Kraftwerke GmbH | BNA0878 | 51.4011 | 11.9508 | Schkopau | DE | BNA0878 | 35065 | 25569 | LIGN_ST_BKP | LIGN83_BKP | LIGNITE | 35065 | 450 | ST_BKP | ST | CHP1 |  |  | 52.4 | 0.22 | 17.8042 | 0 | 0 | 0 | 0 | 2300 | 5 | 35 | 0.36 | 0.1619 | 8 | 8 | 270 | 0 | 0 | 0.32 | 0.96 | 2250 | 5 | 5 | 1.6 | 0 | 0 | 0 | 0 | 0 | 0 | 0 | 0 | 30 | 1 | 0 | 0 | 0 | 1 | 1 | 0.2 | 0.02 | 4.5 | [7 empty] | 100
7039 | Wählitz | 8541 | UeNB | Mitteldeutsche Braunkohlengesellschaft mbH | BNA1002 | 51.1715 | 12.112 | Wählitz | DE | BNA1002 | 34335 | 25569 | LIGN_ST_EXC_b1989 | LIGN89_EXC | LIGNITE | 34335 | 31 | ST_EXC | ST | CHP2 |  |  | 78 | 0.255 | 158.8519 | 0 | 0 | 0 | 0 | 2300 | 5 | 35 | 0.34 | 0.1619 | 8 | 8 | 20.0012 | 0 | 0 | 0.27 | 0.96 | 192.2 | 5 | 5 | 2 | 0 | 0 | 0 | 0 | 0 | 0 | 0 | 0 | 30 | 1 | 0 | 0 | 0 | 1 | 1 | 0.14 | 0.014 | 0.45 | 0.15 | [6 empty] | 40
7040 | P&L Werk KönnernKessel 1 und 2 | 8547 | UeNB | Pfeifer & Langen Kommanditgesellschaft | BNA1185 | 51.6701 | 11.794 | Könnern | DE | BNA1185 | 33970 | 25569 | LIGN_ST_BKP | LIGN83_BKP | LIGNITE | 33970 | 20.3 | ST_BKP | ST | CHP1 |  |  | 52.4 | 0.22 | 17.8042 | 0 | 0 | 0 | 0 | 2300 | 5 | 35 | 0.22 | 0.1619 | 8 | 8 | 13.0001 | 0 | 0 | 0.18 | 0.96 | 101.5 | 5 | 5 | 1.6 | 0 | 0 | 0 | 0 | 0 | 0 | 0 | 0 | 30 | 1 | 0 | 0 | 0 | 1 | 1 | 0.2 | 0.02 | 0.14 | [7 empty] | 149.6
7042 | Deuben Teuchern | 8561 | UeNB | Mitteldeutsche Braunkohlengesellschaft mbH | BNA0196 | 51.1286 | 12.0246 | Teuchern | DE | BNA0196 | 25569 | 73415 | LIGN_ST_EXC_b1969 | LIGN69_EXC | LIGNITE | 25569 | 67 | ST_EXC | ST | CHP2 |  |  | 52.4 | 0.21 | 73.9186 | 0 | 0 | 0 | 0 | 2300 | 5 | 35 | 0.28 | 0.1619 | 8 | 8 | 46 | 0 | 0 | 0.2 | 0.95 | 415.4 | 5 | 5 | 1.6 | 0 | 0 | 0 | 0 | 0 | 0 | 0 | 0 | 30 | 1 | 0 | 0 | 0 | 1 | 1 | 0.05 | 0.005 | 0.35 | 0.15 | [6 empty] | 100
7044 | Grubenheizkraftwerk Seegebiet Mansfelder Land | 8565 | UeNB | ROMONTA GmbH | BNA1486 | 51.4744 | 11.6798 | Seegebiet Mansfelder Land | DE | BNA1486 | 28856 | 25569 | LIGN_ST_EXC_f2000 | LIGN22_EXC | LIGNITE | 28856 | 49 | ST_EXC | ST | CHP2 |  |  | 63 | 0.315 | 352.2731 | 0 | 0 | 0 | 0 | 2300 | 4 | 35 | 0.42 | 0.1619 | 8 | 8 | 12.0001 | 1 | 0 | 0.33 | 0.98 | 303.8 | 5 | 4 | 2 | 0 | 0 | 0 | 0 | 0 | 0 | 0 | 0 | 30 | 1 | 0 | 0 | 0 | 1 | 1 | 0.2 | 0.02 | 0.6 | 0.15 | [6 empty] | 189
7045 | LippendorfR Böhlen | 8623 | UeNB | Vattenfall Europe Generation AG | BNA0115 | 51.1832 | 12.374 | Böhlen | DE | BNA0115 | 36526 | 25569 | LIGN_ST_EXC_f2000 | LIGN22_EXC | LIGNITE | 36526 | 875 | ST_EXC | ST | CHP2 |  |  | 63 | 0.315 | 352.2731 | 0 | 0 | 0 | 0 | 2300 | 4 | 35 | 0.411 | 0.1619 | 8 | 8 | 414.0001 | 1 | 0 | 0.371 | 0.98 | 5425 | 5 | 4 | 2 | 0 | 0 | 0 | 0 | 0 | 0 | 0 | 0 | 30 | 1 | 0 | 0 | 0 | 1 | 1 | 0.2 | 0.02 | 0.85381 | 0.2 | [6 empty] | 230
7046 | Braunkohlekraftwerk LippendorfLIP S Böhlen | 8624 | UeNB | EnBW Energie Baden-Württemberg AG | BNA0116 | 51.1832 | 12.374 | Böhlen | DE | BNA0116 | 36161 | 25569 | LIGN_ST_EXC_b1999 | LIGN99_EXC | LIGNITE | 36161 | 875 | ST_EXC | ST | CHP2 |  |  | 78 | 0.27 | 153.359 | 0 | 0 | 0 | 0 | 2300 | 5 | 35 | 0.414 | 0.1619 | 8 | 8 | 370.0375 | 0 | 0 | 0.374 | 0.97 | 5425 | 5 | 5 | 2 | 0 | 0 | 0 | 0 | 0 | 0 | 0 | 0 | 30 | 1 | 0 | 0 | 0 | 1 | 1 | 0.17 | 0.017 | 0.86567 | 0.2 | [6 empty] | 165
7047 | BoxbergN | 8625 | UeNB | Vattenfall Europe Generation AG | BNA0122 | 51.4187 | 14.5711 | Boxberg | DE | BNA0122 | 28856 | 25569 | LIGN_ST_EXC_f2000 | LIGN22_EXC | LIGNITE | 28856 | 465 | ST_EXC | ST | CHP2 |  |  | 63 | 0.315 | 352.2731 | 0 | 0 | 0 | 0 | 2300 | 4 | 35 | 0.357 | 0.1619 | 8 | 8 | 138.012 | 1 | 0 | 0.317 | 0.98 | 2883 | 5 | 4 | 2 | 0 | 0 | 0 | 0 | 0 | 0 | 0 | 0 | 30 | 1 | 0 | 0 | 0 | 1 | 1 | 0.2 | 0.02 | 0.65094 | 0.3 | [6 empty] | 60
7048 | BoxbergP | 8626 | UeNB | Vattenfall Europe Generation AG | BNA0123 | 51.4187 | 14.5711 | Boxberg | DE | BNA0123 | 29221 | 25569 | LIGN_ST_EXC_b1989 | LIGN89_EXC | LIGNITE | 29221 | 465 | ST_EXC | ST | CHP2 |  |  | 78 | 0.255 | 158.8519 | 0 | 0 | 0 | 0 | 2300 | 5 | 35 | 0.417 | 0.1619 | 8 | 8 | 138.012 | 0 | 0 | 0.377 | 0.96 | 2883 | 5 | 5 | 2 | 0 | 0 | 0 | 0 | 0 | 0 | 0 | 0 | 30 | 1 | 0 | 0 | 0 | 1 | 1 | 0.14 | 0.014 | 0.86966 | 0.25 | [6 empty] | 30
7049 | BoxbergQ | 8627 | UeNB | Vattenfall Europe Generation AG | BNA0124 | 51.4187 | 14.5711 | Boxberg | DE | BNA0124 | 36526 | 25569 | LIGN_ST_EXC_f2000 | LIGN22_EXC | LIGNITE | 36526 | 857 | ST_EXC | ST | CHP2 |  |  | 63 | 0.315 | 352.2731 | 0 | 0 | 0 | 0 | 2300 | 4 | 35 | 0.42 | 0.1619 | 8 | 8 | 428.0004 | 1 | 0 | 0.33 | 0.98 | 5313.4 | 5 | 4 | 2 | 0 | 0 | 0 | 0 | 0 | 0 | 0 | 0 | 30 | 1 | 0 | 0 | 0 | 1 | 1 | 0.2 | 0.02 | 0.6 | 0.15 | [6 empty] | 65
7050 | HKW Chemnitz Nord IIBlock B | 8628 | UeNB | eins energie in sachsen GmbH & Co. KG | BNA0177 | 50.8577 | 12.9238 | Chemnitz | DE | BNA0177 | 32143 | 25569 | LIGN_ST_EXC_b1989 | LIGN89_EXC | LIGNITE | 32143 | 56.8 | ST_EXC | ST | CHP2 |  |  | 78 | 0.255 | 158.8519 | 0 | 0 | 0 | 0 | 2300 | 5 | 35 | 0.31 | 0.1619 | 8 | 8 | 36.9995 | 0 | 0 | 0.27 | 0.96 | 352.16 | 5 | 5 | 2 | 0 | 0 | 0 | 0 | 0 | 0 | 0 | 0 | 30 | 1 | 0 | 0 | 0 | 1 | 1 | 0.14 | 0.014 | 0.54867 | 0.15 | [6 empty] | 170
7051 | HKW Chemnitz Nord IIBlock C | 8630 | UeNB | eins energie in sachsen GmbH & Co. KG | BNA0179 | 50.8285 | 12.8713 | Chemnitz | DE | BNA0179 | 32874 | 25569 | LIGN_ST_EXC_b1989 | LIGN89_EXC | LIGNITE | 32874 | 90.8 | ST_EXC | ST | CHP2 |  |  | 78 | 0.255 | 158.8519 | 0 | 0 | 0 | 0 | 2300 | 5 | 35 | 0.31 | 0.1619 | 8 | 8 | 38.3993 | 0 | 0 | 0.27 | 0.96 | 562.96 | 5 | 5 | 2 | 0 | 0 | 0 | 0 | 0 | 0 | 0 | 0 | 30 | 1 | 0 | 0 | 0 | 1 | 1 | 0.14 | 0.014 | 0.54867 | 0.15 | [6 empty] | 140
7061 | EBS-Kraftwerk Witzenhausen 1 | 2294 | UeNB | B+T Energie GmbH | BNA1465a | 51.3511 | 9.8536 | Witzenhausen | DE | BNA1465a | 39814 | 25569 | WAST_ST_BKP_f2000 | MISC22_BKP | Misc | 39814 | 28 | ST_BKP | ST | CHP1 |  |  | 40 | 0.25 | 36.3424 | 0 | 0 | 0 | 0 | 1500 | 4 | 35 | 0.27 | 0.1619 | 8 | 8 | 13.4988 | 0 | 0 | 0.23 | 0.97 | 126 | 3 | 4 | 1.53 | 0 | 0 | 0 | 0 | 0 | 0 | 0 | 0 | 30 | 1 | 0 | 0 | 0 | 1 | 1 | 0.2 | 0.02 | 0.46 | [7 empty] | 61
7062 | Dortmund | 7014 | UeNB | Deutsche Gasrußwerke GmbH & Co. KG | BNA1488 | 51.5298 | 7.441 | Dortmund | DE | BNA1488 | 32509 | 25569 | WAST_ST_EXC_b1989 | MISC89_EXC | Misc | 32509 | 16 | ST_EXC | ST | CHP2 |  |  | 40 | 0.27 | 15.3937 | 0 | 0 | 0 | 0 | 1500 | 4 | 35 | 0.31 | 0.1619 | 8 | 8 | 4.8 | 0 | 0 | 0.27 | 0.97 | 72 | 3 | 4 | 1.53 | 0 | 0 | 0 | 0 | 0 | 0 | 0 | 0 | 30 | 1 | 0 | 0 | 0 | 1 | 1 | 0.14 | 0.014 | 0.34 | 0.15 | [6 empty] | 16
7064 | HuckingenA Duisburg-Huckingen | 7245 | UeNB | Hüttenwerke Krupp Mannesmann GmbH | BNA0485 | 51.3762 | 6.7238 | Duisburg-Huckingen | DE | BNA0485 | 27395 | 25569 | WAST_ST_EXC_f2000 | MISC22_EXC | Misc | 27395 | 303 | ST_EXC | ST | CHP2 |  |  | 40 | 0.33 | 45.9569 | 0 | 0 | 0 | 0 | 1500 | 4 | 35 | 0.33 | 0.1619 | 8 | 8 | 90 | 0 | 0 | 0.29 | 0.97 | 1363.5 | 3 | 4 | 1.53 | 0 | 0 | 0 | 0 | 0 | 0 | 0 | 0 | 30 | 1 | 0 | 0 | 0 | 1 | 1 | 0.2 | 0.02 | 0.45 | 0.15 | [6 empty] | 34
7065 | HuckingenB Duisburg-Huckingen | 7246 | UeNB | Hüttenwerke Krupp Mannesmann GmbH | BNA0486 | 51.3762 | 6.7238 | Duisburg-Huckingen | DE | BNA0486 | 27760 | 25569 | WAST_ST_EXC_b1983 | MISC83_EXC | Misc | 27760 | 303 | ST_EXC | ST | CHP2 |  |  | 40 | 0.25 | 12.5627 | 0 | 0 | 0 | 0 | 1500 | 4 | 35 | 0.25 | 0.1619 | 8 | 8 | 90 | 0 | 0 | 0.21 | 0.97 | 1363.5 | 3 | 4 | 1.53 | 0 | 0 | 0 | 0 | 0 | 0 | 0 | 0 | 30 | 1 | 0 | 0 | 0 | 1 | 1 | 0.11 | 0.011 | 0.32 | 0.15 | [6 empty] | 34
7070 | HKW Fenne, GrubengaskraftwerkGasmotorenanlage Fen | 7702 | UeNB | STEAG New Energies GmbH | BNA0997 | 49.22 | 6.8053 | Völklingen-Fenne | DE | BNA0997 | 37622 | 25569 | WAST_ST_EXC_f2000 | MISC22_EXC | Misc | 37622 | 42 | ST_EXC | ST | CHP2 |  |  | 40 | 0.33 | 45.9569 | 0 | 0 | 0 | 0 | 1500 | 4 | 35 | 0.33 | 0.1619 | 8 | 8 | 16.8 | 0 | 0 | 0.29 | 0.97 | 189 | 3 | 4 | 1.53 | 0 | 0 | 0 | 0 | 0 | 0 | 0 | 0 | 30 | 1 | 0 | 0 | 0 | 1 | 1 | 0.2 | 0.02 | 0.45 | 0.15 | [6 empty] | 42.7
7080 | Gichtgaskraftwerk Dillingen Dillingen/Saar | 7915 | UeNB | Aktien-Gesellschaft der Dillinger Hüttenwerke, ROGESA Roheisengesellschaft Saar mbH und Zentralkokerei Saar GmbH, als Bruchteilsgemeinschaft | BNA1115 | 49.3648 | 6.7375 | Dillingen/Saar | DE | BNA1115 | 40179 | 25569 | WAST_ST_BKP_f2000 | MISC22_BKP | Misc | 40179 | 85 | ST_BKP | ST | CHP1 |  |  | 40 | 0.25 | 36.3424 | 0 | 0 | 0 | 0 | 1500 | 4 | 35 | 0.27 | 0.1619 | 8 | 8 | 26.0015 | 0 | 0 | 0.23 | 0.97 | 382.5 | 3 | 4 | 1.53 | 0 | 0 | 0 | 0 | 0 | 0 | 0 | 0 | 30 | 1 | 0 | 0 | 0 | 1 | 1 | 0.2 | 0.02 | 0.37 | [7 empty] | 230
7083 | EBS-Heizkraftwerk Eisenhüttenstadt | 8340 | UeNB | EnBW Propower GmbH | BNA0237 | 52.1627 | 14.5637 | Eisenhüttenstadt | DE | BNA0237 | 40544 | 25569 | WAST_ST_EXC_f2000 | MISC22_EXC | Misc | 40544 | 23.5 | ST_EXC | ST | CHP2 |  |  | 40 | 0.33 | 45.9569 | 0 | 0 | 0 | 0 | 1500 | 4 | 35 | 0.57 | 0.1619 | 8 | 8 | 9 | 0 | 0 | 0.53 | 0.97 | 105.75 | 3 | 4 | 1.53 | 0 | 0 | 0 | 0 | 0 | 0 | 0 | 0 | 30 | 1 | 0 | 0 | 0 | 1 | 1 | 0.2 | 0.02 | 0.45 | 0.15 | [6 empty] | 80
7085 | IKW VEO Eisenhüttenstadt | 8375 | UeNB | Arcelor Mittal Eisenhüttenstadt GmbH | BNA0238a | 52.1627 | 14.5637 | Eisenhüttenstadt | DE | BNA0238a | 25569 | 25569 | WAST_ST_EXC_b1969 | MISC69_EXC | Misc | 25569 | 45 | ST_EXC | ST | CHP2 |  |  | 40 | 0.23 | 23.3634 | 0 | 0 | 0 | 0 | 1500 | 4 | 35 | 0.57 | 0.1619 | 8 | 8 | 18 | 0 | 0 | 0.53 | 0.97 | 202.5 | 3 | 4 | 1.53 | 0 | 0 | 0 | 0 | 0 | 0 | 0 | 0 | 30 | 1 | 0 | 0 | 0 | 1 | 1 | 0.05 | 0.005 | 0.28 | 0.15 | [6 empty] | 80
7089 | GKSentfällt Schweinfurt | 2100 | UeNB | GKS Gemeinschaftskraftwerk Schweinfurt GmbH | BNA0895 | 50.0372 | 10.2074 | Schweinfurt | DE | BNA0895 | 34335 | 25569 | WAST_ST_EXC_b1989 | MISC89_EXC | MUNI_WASTE | 34335 | 24.4 | ST_EXC | ST | CHP2 |  |  | 40 | 0.27 | 15.3937 | 0 | 0 | 0 | 0 | 1500 | 4 | 35 | 0.27 | 0.1619 | 8 | 8 | 4.9996 | 0 | 0 | 0.23 | 0.97 | 109.8 | 3 | 4 | 1.53 | 0 | 0 | 0 | 0 | 0 | 0 | 0 | 0 | 30 | 1 | 0 | 0 | 0 | 1 | 1 | 0.14 | 0.014 | 0.34 | 0.15 | [6 empty] | 19
7090 | MHKW Bremen 1 | 2164 | UeNB | swb Entsorgung GmbH & Co. KG | BNA1114 | 53.1134 | 8.7944 | Bremen | DE | BNA1114 | 40909 | 25569 | WAST_ST_BKP_f2000 | MISC22_BKP | MUNI_WASTE | 40909 | 44 | ST_BKP | ST | CHP1 |  |  | 40 | 0.25 | 36.3424 | 0 | 0 | 0 | 0 | 1500 | 4 | 35 | 0.27 | 0.1619 | 8 | 8 | 10 | 0 | 0 | 0.23 | 0.97 | 198 | 3 | 4 | 1.53 | 0 | 0 | 0 | 0 | 0 | 0 | 0 | 0 | 30 | 1 | 0 | 0 | 0 | 1 | 1 | 0.2 | 0.02 | 0.73 | [7 empty] | 60
7092 | MHKW Burgkirchen | 2166 | UeNB | Zweckverband Abfallverwertung Südostbayern | BNA1119 | 48.1491 | 12.7196 | Burgkirchen | DE | BNA1119 | 34335 | 25569 | WAST_ST_EXC_b1989 | MISC89_EXC | MUNI_WASTE | 34335 | 12.5 | ST_EXC | ST | CHP2 |  |  | 40 | 0.27 | 15.3937 | 0 | 0 | 0 | 0 | 1500 | 4 | 35 | 0.57 | 0.1619 | 8 | 8 | 5 | 0 | 0 | 0.53 | 0.97 | 56.25 | 3 | 4 | 1.53 | 0 | 0 | 0 | 0 | 0 | 0 | 0 | 0 | 30 | 1 | 0 | 0 | 0 | 1 | 1 | 0.14 | 0.014 | 0.34 | 0.15 | [6 empty] | 44
7093 | Müllheizkraftwerk Kassel | 2170 | UeNB | Müllheizkraftwerk Kassel GmbH | BNA1168 | 51.2976 | 9.5241 | Kassel | DE | BNA1168 | 31048 | 25569 | WAST_ST_EXC_b1989 | MISC89_EXC | MUNI_WASTE | 31048 | 14.7 | ST_EXC | ST | CHP2 |  |  | 40 | 0.27 | 15.3937 | 0 | 0 | 0 | 0 | 1500 | 4 | 35 | 0.27 | 0.1619 | 8 | 8 | 8 | 0 | 0 | 0.23 | 0.97 | 66.15 | 3 | 4 | 1.53 | 0 | 0 | 0 | 0 | 0 | 0 | 0 | 0 | 30 | 1 | 0 | 0 | 0 | 1 | 1 | 0.14 | 0.014 | 0.34 | 0.15 | [6 empty] | 80
7094 | EEW Stapelfeld GmbH | 2176 | UeNB | EEW Energy from Waste Stapelfeld GmbH | BNA1261 | 53.62 | 10.21 | Stapelfeld | DE | BNA1261 | 28491 | 25569 | WAST_ST_BKP_b1983 | MISC83_BKP | MUNI_WASTE | 28491 | 16.4 | ST_BKP | ST | CHP1 |  |  | 40 | 0.19 | 5.2557 | 0 | 0 | 0 | 0 | 1500 | 4 | 35 | 0.22 | 0.1619 | 8 | 8 | 6.9995 | 0 | 0 | 0.18 | 0.97 | 73.8 | 3 | 4 | 1.53 | 0 | 0 | 0 | 0 | 0 | 0 | 0 | 0 | 30 | 1 | 0 | 0 | 0 | 1 | 1 | 0.11 | 0.011 | 0.34 | [7 empty] | 48
7095 | MVA BielefeldLinien 1 - 3 | 2230 | UeNB | MVA Bielefeld-Herford GmbH | BNA0097 | 52.0441 | 8.5751 | Bielefeld | DE | BNA0097 | 29587 | 25569 | WAST_ST_BKP_b1983 | MISC83_BKP | MUNI_WASTE | 29587 | 34 | ST_BKP | ST | CHP1 |  |  | 40 | 0.19 | 5.2557 | 0 | 0 | 0 | 0 | 1500 | 4 | 35 | 0.303 | 0.1619 | 8 | 8 | 10.999 | 0 | 0 | 0.263 | 0.97 | 153 | 3 | 4 | 1.53 | 0 | 0 | 0 | 0 | 0 | 0 | 0 | 0 | 30 | 1 | 0 | 0 | 0 | 1 | 1 | 0.11 | 0.011 | 0.45 | [7 empty] | 75
7097 | MHKW FrankfurtT 3 (nur alleiniger Betrieb, kein g | 2233 | UeNB | Mainova AG | BNA0287a | 50.1616 | 8.6359 | Frankfurt am Main | DE | BNA0287a | 35796 | 25569 | WAST_ST_BKP_b1999 | MISC99_BKP | MUNI_WASTE | 35796 | 26 | ST_BKP | ST | CHP1 |  |  | 40 | 0.21 | 1.6931 | 0 | 0 | 0 | 0 | 1500 | 4 | 35 | 0.25 | 0.1619 | 8 | 8 | 9.9996 | 0 | 0 | 0.21 | 0.97 | 117 | 3 | 4 | 1.53 | 0 | 0 | 0 | 0 | 0 | 0 | 0 | 0 | 30 | 1 | 0 | 0 | 0 | 1 | 1 | 0.17 | 0.017 | 0.52 | [7 empty] | 50
7098 | MHKW FrankfurtT 7 (nur alleiniger Betrieb, kein g | 2234 | UeNB | Mainova AG | BNA0287b | 50.1616 | 8.6359 | Frankfurt am Main | DE | BNA0287b | 38718 | 25569 | WAST_ST_EXC_f2000 | MISC22_EXC | MUNI_WASTE | 38718 | 46.5 | ST_EXC | ST | CHP2 |  |  | 40 | 0.33 | 45.9569 | 0 | 0 | 0 | 0 | 1500 | 4 | 35 | 0.33 | 0.1619 | 8 | 8 | 10.0022 | 0 | 0 | 0.29 | 0.97 | 209.25 | 3 | 4 | 1.53 | 0 | 0 | 0 | 0 | 0 | 0 | 0 | 0 | 30 | 1 | 0 | 0 | 0 | 1 | 1 | 0.2 | 0.02 | 0.45 | 0.15 | [6 empty] | 100
7099 | Enertec HamelnLinien 1,3,4 | 2235 | UeNB | Enertec Hameln GmbH | BNA0407 | 52.0896 | 9.3977 | Hameln | DE | BNA0407 | 25569 | 73415 | WAST_ST_BKP_b1983 | MISC83_BKP | MUNI_WASTE | 25569 | 13.2 | ST_BKP | ST | CHP1 |  |  | 40 | 0.19 | 5.2557 | 0 | 0 | 0 | 0 | 1500 | 4 | 35 | 0.22 | 0.1619 | 8 | 8 | 3.9999 | 0 | 0 | 0.18 | 0.97 | 59.4 | 3 | 4 | 1.53 | 0 | 0 | 0 | 0 | 0 | 0 | 0 | 0 | 30 | 1 | 0 | 0 | 0 | 1 | 1 | 0.11 | 0.011 | 0.77 | [7 empty] | 19.0235
7100 | HKW Sandreuth Nürnberg | 2237 | UeNB | N-ERGIE AG | BNA0746 | 49.4269 | 11.0557 | Nürnberg | DE | BNA0746 | 35065 | 25569 | WAST_ST_EXC_b1999 | MISC99_EXC | MUNI_WASTE | 35065 | 18 | ST_EXC | ST | CHP2 |  |  | 40 | 0.28 | 36.9484 | 0 | 0 | 0 | 0 | 1500 | 4 | 35 | 0.46 | 0.1619 | 8 | 8 | 5.9994 | 0 | 0 | 0.42 | 0.97 | 81 | 3 | 4 | 1.53 | 0 | 0 | 0 | 0 | 0 | 0 | 0 | 0 | 30 | 1 | 0 | 0 | 0 | 1 | 1 | 0.17 | 0.017 | 0.36 | 0.15 | [6 empty] | 96.9
7101 | MVA IngolstadtMüllheizkraftwerk (MHKW) | 2242 | UeNB | Zweckverband Müllverwertungsanlage Ingolstadt (MVA Ingolstadt) | BNA1161 | 48.7867 | 11.4443 | Ingolstadt | DE | BNA1161 | 30682 | 25569 | WAST_ST_BKP_b1989 | MISC89_BKP | MUNI_WASTE | 30682 | 25.5 | ST_BKP | ST | CHP1 |  |  | 40 | 0.2 | 1.7636 | 0 | 0 | 0 | 0 | 1500 | 4 | 35 | 0.23 | 0.1619 | 8 | 8 | 7.9993 | 0 | 0 | 0.19 | 0.97 | 114.75 | 3 | 4 | 1.53 | 0 | 0 | 0 | 0 | 0 | 0 | 0 | 0 | 30 | 1 | 0 | 0 | 0 | 1 | 1 | 0.14 | 0.014 | 0.51 | [7 empty] | 50
7106 | Nord 11 Unterföhring | 2309 | UeNB | SWM Services GmbH | BNA0969a | 48.192 | 11.6636 | Unterföhring | DE | BNA0969a | 33604 | 25569 | WAST_ST_BKP_b1983 | MISC83_BKP | MUNI_WASTE | 33604 | 18 | ST_BKP | ST | CHP1 |  |  | 40 | 0.19 | 5.2557 | 0 | 0 | 0 | 0 | 1500 | 4 | 35 | 0.22 | 0.1619 | 8 | 8 | 7.2 | 0 | 0 | 0.18 | 0.97 | 81 | 3 | 4 | 1.53 | 0 | 0 | 0 | 0 | 0 | 0 | 0 | 0 | 30 | 1 | 0 | 0 | 0 | 1 | 1 | 0.11 | 0.011 | 0.08867 | [7 empty] | 203
7107 | Nord 33 Unterföhring | 2310 | UeNB | SWM Services GmbH | BNA0969c | 48.192 | 11.6636 | Unterföhring | DE | BNA0969c | 30682 | 25569 | WAST_ST_BKP_b1983 | MISC83_BKP | MUNI_WASTE | 30682 | 22 | ST_BKP | ST | CHP1 |  |  | 40 | 0.19 | 5.2557 | 0 | 0 | 0 | 0 | 1500 | 4 | 35 | 0.22 | 0.1619 | 8 | 8 | 17.6 | 0 | 0 | 0.18 | 0.97 | 99 | 3 | 4 | 1.53 | 0 | 0 | 0 | 0 | 0 | 0 | 0 | 0 | 30 | 1 | 0 | 0 | 0 | 1 | 1 | 0.11 | 0.011 | 0.14966 | [7 empty] | 147
7108 | HKW MannheimTurbine 60 | 4105 | UeNB | MVV Energie AG | BNA0641a | 49.5164 | 8.4602 | Mannheim | DE | BNA0641a | 39814 | 25569 | WAST_ST_EXC_f2000 | MISC22_EXC | MUNI_WASTE | 39814 | 22.1 | ST_EXC | ST | CHP2 |  |  | 40 | 0.33 | 45.9569 | 0 | 0 | 0 | 0 | 1500 | 4 | 35 | 0.33 | 0.1619 | 8 | 8 | 17.68 | 0 | 0 | 0.29 | 0.97 | 99.45 | 3 | 4 | 1.53 | 0 | 0 | 0 | 0 | 0 | 0 | 0 | 0 | 30 | 1 | 0 | 0 | 0 | 1 | 1 | 0.2 | 0.02 | 0.45 | 0.15 | [6 empty] | 87
7111 | Restmüll-Heizkraftwerk Stuttgart-MünsterMÜN DT19 | 4132 | UeNB | EnBW Energie Baden-Württemberg AG | BNA0939a | 48.8182 | 9.2018 | Stuttgart | DE | BNA0939a | 39814 | 25569 | WAST_ST_EXC_f2000 | MISC22_EXC | MUNI_WASTE | 39814 | 13.4 | ST_EXC | ST | CHP2 |  |  | 40 | 0.33 | 45.9569 | 0 | 0 | 0 | 0 | 1500 | 4 | 35 | 0.31 | 0.1619 | 8 | 8 | 2.9991 | 0 | 0 | 0.27 | 0.97 | 60.3 | 3 | 4 | 1.53 | 0 | 0 | 0 | 0 | 0 | 0 | 0 | 0 | 30 | 1 | 0 | 0 | 0 | 1 | 1 | 0.2 | 0.02 | 0.45 | 0.15 | [6 empty] | 79.6027
7113 | Müllheizkraftwerk Wuppertal | 7703 | UeNB | AWG Abfallwirtschaftsgesellschaft mbH Wuppertal | BNA1316 | 51.2093 | 7.1357 | Wuppertal | DE | BNA1316 | 27760 | 25569 | WAST_ST_BKP_b1983 | MISC83_BKP | MUNI_WASTE | 27760 | 30 | ST_BKP | ST | CHP1 |  |  | 40 | 0.19 | 5.2557 | 0 | 0 | 0 | 0 | 1500 | 4 | 35 | 0.57 | 0.1619 | 8 | 8 | 24 | 0 | 0 | 0.53 | 0.97 | 135 | 3 | 4 | 1.53 | 0 | 0 | 0 | 0 | 0 | 0 | 0 | 0 | 30 | 1 | 0 | 0 | 0 | 1 | 1 | 0.11 | 0.011 | 1 | [7 empty] | 30
7115 | AHKW NeunkirchenLinie 3 + 4 | 7725 | UeNB | EEW Energy from Waste Saarbrücken GmbH | BNA1448 | 49.3407 | 7.1874 | Neunkirchen | DE | BNA1448 | 36161 | 25569 | WAST_ST_BKP_b1999 | MISC99_BKP | MUNI_WASTE | 36161 | 11.6 | ST_BKP | ST | CHP1 |  |  | 40 | 0.21 | 1.6931 | 0 | 0 | 0 | 0 | 1500 | 4 | 35 | 0.37 | 0.1619 | 8 | 8 | 1.5 | 0 | 0 | 0.33 | 0.97 | 52.2 | 3 | 4 | 1.53 | 0 | 0 | 0 | 0 | 0 | 0 | 0 | 0 | 30 | 1 | 0 | 0 | 0 | 1 | 1 | 0.17 | 0.017 | 0.53 | [7 empty] | 22
7116 | Heizkraftwerk Karlstraße Bonn 1 | 7820 | UeNB | Energie- und Wasserversorgung Bonn/Rhein-Sieg GmbH | BNA0117a | 50.7235 | 7.0939 | Bonn | DE | BNA0117a | 33239 | 25569 | WAST_ST_BKP_b1989 | MISC89_BKP | MUNI_WASTE | 33239 | 12 | ST_BKP | ST | CHP1 |  |  | 40 | 0.2 | 1.7636 | 0 | 0 | 0 | 0 | 1500 | 4 | 35 | 0.391 | 0.1619 | 8 | 8 | 11 | 0 | 0 | 0.391 | 0.97 | 54 | 3 | 4 | 1.53 | 0 | 0 | 0 | 0 | 0 | 0 | 0 | 0 | 30 | 1 | 0 | 0 | 0 | 1 | 1 | 0.14 | 0.014 | 0.11 | [7 empty] | 110
7117 | DTFlingern T1 Düsseldorf | 7902 | UeNB | Stadtwerke Düsseldorf AG | BNA0223b | 51.2244 | 6.8111 | Düsseldorf | DE | BNA0223b | 36526 | 25569 | WAST_ST_EXC_f2000 | MISC22_EXC | MUNI_WASTE | 36526 | 53.7 | ST_EXC | ST | CHP2 |  |  | 40 | 0.33 | 45.9569 | 0 | 0 | 0 | 0 | 1500 | 4 | 35 | 0.26 | 0.1619 | 8 | 8 | 21.0021 | 0 | 0 | 0.22 | 0.97 | 241.65 | 3 | 4 | 1.53 | 0 | 0 | 0 | 0 | 0 | 0 | 0 | 0 | 30 | 1 | 0 | 0 | 0 | 1 | 1 | 0.2 | 0.02 | 0.45 | 0.15 | [6 empty] | 100
7118 | KarnapB Essen | 7906 | UeNB | RWE GENERATION SE | BNA0519 | 51.5141 | 7.0077 | Essen | DE | BNA0519 | 31778 | 25569 | WAST_ST_BKP_b1983 | MISC83_BKP | MUNI_WASTE | 31778 | 38 | ST_BKP | ST | CHP1 |  |  | 40 | 0.19 | 5.2557 | 0 | 0 | 0 | 0 | 1500 | 4 | 35 | 0.22 | 0.1619 | 8 | 8 | 14.9986 | 0 | 0 | 0.18 | 0.97 | 171 | 3 | 4 | 1.53 | 0 | 0 | 0 | 0 | 0 | 0 | 0 | 0 | 30 | 1 | 0 | 0 | 0 | 1 | 1 | 0.11 | 0.011 | 0.29 | [7 empty] | 130
7119 | AVEA MHKW Leverkusen entfällt | 7908 | UeNB | AVEA Entsorgungsbetriebe GmbH & Co. KG | BNA0599 | 51.0376 | 6.9875 | Leverkusen | DE | BNA0599 | 40544 | 25569 | WAST_ST_BKP_f2000 | MISC22_BKP | MUNI_WASTE | 40544 | 11.6 | ST_BKP | ST | CHP1 |  |  | 40 | 0.25 | 36.3424 | 0 | 0 | 0 | 0 | 1500 | 4 | 35 | 0.27 | 0.1619 | 8 | 8 | 2.8 | 0 | 0 | 0.23 | 0.97 | 52.2 | 3 | 4 | 1.53 | 0 | 0 | 0 | 0 | 0 | 0 | 0 | 0 | 30 | 1 | 0 | 0 | 0 | 1 | 1 | 0.2 | 0.02 | 0.23 | [7 empty] | 50
7120 | GMVA NiederrheinAusspeisung 10/110kV (Turbine 2) | 7911 | UeNB | GMVA Gemeinschafts-Müll-Verbrennungsanlage Niederrhein GmbH | BNA0750 | 51.4744 | 6.8345 | Oberhausen | DE | BNA0750 | 32874 | 25569 | WAST_ST_BKP_b1989 | MISC89_BKP | MUNI_WASTE | 32874 | 40.4 | ST_BKP | ST | CHP1 |  |  | 40 | 0.2 | 1.7636 | 0 | 0 | 0 | 0 | 1500 | 4 | 35 | 0.29 | 0.1619 | 8 | 8 | 15.9984 | 0 | 0 | 0.25 | 0.97 | 181.8 | 3 | 4 | 1.53 | 0 | 0 | 0 | 0 | 0 | 0 | 0 | 0 | 30 | 1 | 0 | 0 | 0 | 1 | 1 | 0.14 | 0.014 | 0.84 | [7 empty] | 47.8888
7121 | GMVA NiederrheinAusspeisung 10/25kV (Turbine 1) O | 7912 | UeNB | GMVA Gemeinschafts-Müll-Verbrennungsanlage Niederrhein GmbH | BNA0751 | 51.4744 | 6.8345 | Oberhausen | DE | BNA0751 | 38718 | 25569 | WAST_ST_BKP_f2000 | MISC22_BKP | MUNI_WASTE | 38718 | 21.1 | ST_BKP | ST | CHP1 |  |  | 40 | 0.25 | 36.3424 | 0 | 0 | 0 | 0 | 1500 | 4 | 35 | 0.29 | 0.1619 | 8 | 8 | 8.9992 | 0 | 0 | 0.25 | 0.97 | 94.95 | 3 | 4 | 1.53 | 0 | 0 | 0 | 0 | 0 | 0 | 0 | 0 | 30 | 1 | 0 | 0 | 0 | 1 | 1 | 0.2 | 0.02 | 0.84 | [7 empty] | 25.0112
7122 | MVA WeisweilerMVA Eschweiler-Weisweiler | 7914 | UeNB | RWE Power AG | BNA1020 | 50.8291 | 6.2715 | Eschweiler-Weisweiler | DE | BNA1020 | 35065 | 25569 | WAST_ST_BKP_b1999 | MISC99_BKP | MUNI_WASTE | 35065 | 24 | ST_BKP | ST | CHP1 |  |  | 40 | 0.21 | 1.6931 | 0 | 0 | 0 | 0 | 1500 | 4 | 35 | 0.25 | 0.1619 | 8 | 8 | 10.0008 | 0 | 0 | 0.21 | 0.97 | 108 | 3 | 4 | 1.53 | 0 | 0 | 0 | 0 | 0 | 0 | 0 | 0 | 30 | 1 | 0 | 0 | 0 | 1 | 1 | 0.17 | 0.017 | 0.36 | [7 empty] | 48
7124 | AVA GmbHAHKW Augsburg | 7919 | UeNB | AVA Abfallverwertung Augsburg GmbH | BNA1295 | 48.396 | 10.9255 | Augsburg | DE | BNA1295 | 33970 | 25569 | WAST_ST_BKP_b1989 | MISC89_BKP | MUNI_WASTE | 33970 | 10 | ST_BKP | ST | CHP1 |  |  | 40 | 0.2 | 1.7636 | 0 | 0 | 0 | 0 | 1500 | 4 | 35 | 0.23 | 0.1619 | 8 | 8 | 8 | 0 | 0 | 0.19 | 0.97 | 45 | 3 | 4 | 1.53 | 0 | 0 | 0 | 0 | 0 | 0 | 0 | 0 | 30 | 1 | 0 | 0 | 0 | 1 | 1 | 0.14 | 0.014 | 0.28 | [7 empty] | 36
7127 | RZR Herten IRZR I | 7949 | UeNB | AGR Abfallentsorgungsgesellschaft Ruhrgebiet mbH | BNA1154 | 51.5842 | 7.1477 | Herten | DE | BNA1154 | 29952 | 25569 | WAST_ST_BKP_b1983 | MISC83_BKP | MUNI_WASTE | 29952 | 15.5 | ST_BKP | ST | CHP1 |  |  | 40 | 0.19 | 5.2557 | 0 | 0 | 0 | 0 | 1500 | 4 | 35 | 0.315 | 0.1619 | 8 | 8 | 5 | 0 | 0 | 0.275 | 0.97 | 69.75 | 3 | 4 | 1.53 | 0 | 0 | 0 | 0 | 0 | 0 | 0 | 0 | 30 | 1 | 0 | 0 | 0 | 1 | 1 | 0.11 | 0.011 | 0.34 | [7 empty] | 37
7129 | Abfallentsorgungszentrum AsdonkshofMVA Kamp-Lintf | 7954 | UeNB | Kreis Weseler Abfallgesellschaft mbH & Co. KG (KWA) | BNA1167 | 51.5168 | 6.5192 | Kamp-Lintfort | DE | BNA1167 | 35431 | 25569 | WAST_ST_BKP_b1999 | MISC99_BKP | MUNI_WASTE | 35431 | 16 | ST_BKP | ST | CHP1 |  |  | 40 | 0.21 | 1.6931 | 0 | 0 | 0 | 0 | 1500 | 4 | 35 | 0.399 | 0.1619 | 8 | 8 | 1 | 0 | 0 | 0.359 | 0.97 | 72 | 3 | 4 | 1.53 | 0 | 0 | 0 | 0 | 0 | 0 | 0 | 0 | 30 | 1 | 0 | 0 | 0 | 1 | 1 | 0.17 | 0.017 | 0.53 | [7 empty] | 30
7130 | MKVA KrefeldTurbine 3 | 7956 | UeNB | EGK Entsorgungsgesellschaft Krefeld GmbH & Co.KG | BNA1186a | 51.3711 | 6.641 | Krefeld | DE | BNA1186a | 29952 | 25569 | WAST_ST_BKP_b1989 | MISC89_BKP | MUNI_WASTE | 29952 | 13.5 | ST_BKP | ST | CHP1 |  |  | 40 | 0.2 | 1.7636 | 0 | 0 | 0 | 0 | 1500 | 4 | 35 | 0.31 | 0.1619 | 8 | 8 | 5.0004 | 0 | 0 | 0.27 | 0.97 | 60.75 | 3 | 4 | 1.53 | 0 | 0 | 0 | 0 | 0 | 0 | 0 | 0 | 30 | 1 | 0 | 0 | 0 | 1 | 1 | 0.14 | 0.014 | 0.37 | [7 empty] | 36.8601
7132 | FHKW LudwigshafenFHKW | 7962 | UeNB | Technische Werke Ludwigshafen AG | BNA1197 | 49.5085 | 8.4224 | Ludwigshafen | DE | BNA1197 | 25569 | 25569 | WAST_ST_BKP_b1983 | MISC83_BKP | MUNI_WASTE | 25569 | 28.7 | ST_BKP | ST | CHP1 |  |  | 40 | 0.19 | 5.2557 | 0 | 0 | 0 | 0 | 1500 | 4 | 35 | 0.22 | 0.1619 | 8 | 8 | 6.0012 | 0 | 0 | 0.18 | 0.97 | 129.15 | 3 | 4 | 1.53 | 0 | 0 | 0 | 0 | 0 | 0 | 0 | 0 | 30 | 1 | 0 | 0 | 0 | 1 | 1 | 0.11 | 0.011 | 0.41 | [7 empty] | 70
7134 | MHKW Pirmasens | 7966 | UeNB | EEW Energy from Waste Saarbrücken GmbH | BNA1229 | 49.2021 | 7.5643 | Pirmasens | DE | BNA1229 | 36161 | 25569 | WAST_ST_BKP_b1999 | MISC99_BKP | MUNI_WASTE | 36161 | 15 | ST_BKP | ST | CHP1 |  |  | 40 | 0.21 | 1.6931 | 0 | 0 | 0 | 0 | 1500 | 4 | 35 | 0.39 | 0.1619 | 8 | 8 | 6 | 0 | 0 | 0.35 | 0.97 | 67.5 | 3 | 4 | 1.53 | 0 | 0 | 0 | 0 | 0 | 0 | 0 | 0 | 30 | 1 | 0 | 0 | 0 | 1 | 1 | 0.17 | 0.017 | 0.88 | [7 empty] | 17
7135 | AVA Velsen Saarbrücken-Velsen | 7967 | UeNB | AVA Velsen GmbH | BNA1244 | 49.2277 | 6.8739 | Saarbrücken-Velsen | DE | BNA1244 | 35431 | 25569 | WAST_ST_EXC_b1999 | MISC99_EXC | MUNI_WASTE | 35431 | 15.5 | ST_EXC | ST | CHP2 |  |  | 40 | 0.28 | 36.9484 | 0 | 0 | 0 | 0 | 1500 | 4 | 35 | 0.28 | 0.1619 | 8 | 8 | 0.5 | 0 | 0 | 0.24 | 0.97 | 69.75 | 3 | 4 | 1.53 | 0 | 0 | 0 | 0 | 0 | 0 | 0 | 0 | 30 | 1 | 0 | 0 | 0 | 1 | 1 | 0.17 | 0.017 | 0.36 | 0.15 | [6 empty] | 21
7136 | AMK Iserlohn | 7971 | UeNB | AMK - Abfallentsorgungsgesellschaft des Märkischen Kreises mbH | BNA1289 | 51.3869 | 7.717 | Iserlohn | DE | BNA1289 | 29587 | 25569 | WAST_ST_BKP_b1989 | MISC89_BKP | MUNI_WASTE | 29587 | 12.61 | ST_BKP | ST | CHP1 |  |  | 40 | 0.2 | 1.7636 | 0 | 0 | 0 | 0 | 1500 | 4 | 35 | 0.37 | 0.1619 | 8 | 8 | 7.5 | 0 | 0 | 0.33 | 0.97 | 56.745 | 3 | 4 | 1.53 | 0 | 0 | 0 | 0 | 0 | 0 | 0 | 0 | 30 | 1 | 0 | 0 | 0 | 1 | 1 | 0.14 | 0.014 | 0.45 | [7 empty] | 27.8221
7137 | IHKW Andernach | 7972 | UeNB | IHKW Industrieheizkraftwerk Andernach GmbH | BNA1291 | 50.4324 | 7.3727 | Andernach | DE | BNA1291 | 39814 | 25569 | WAST_ST_BKP_f2000 | MISC22_BKP | MUNI_WASTE | 39814 | 12.4 | ST_BKP | ST | CHP1 |  |  | 40 | 0.25 | 36.3424 | 0 | 0 | 0 | 0 | 1500 | 4 | 35 | 0.27 | 0.1619 | 8 | 8 | 4.0002 | 0 | 0 | 0.23 | 0.97 | 55.8 | 3 | 4 | 1.53 | 0 | 0 | 0 | 0 | 0 | 0 | 0 | 0 | 30 | 1 | 0 | 0 | 0 | 1 | 1 | 0.2 | 0.02 | 0.21 | [7 empty] | 60
7139 | Müllheizkraftwerk Offenbach | 7996 | UeNB | Energieversorgung Offenbach AG | BNA1222 | 50.0741 | 8.7582 | Offenbach | DE | BNA1222 | 26299 | 25569 | WAST_ST_EXC_b1969 | MISC69_EXC | MUNI_WASTE | 26299 | 10.4 | ST_EXC | ST | CHP2 |  |  | 40 | 0.23 | 23.3634 | 0 | 0 | 0 | 0 | 1500 | 4 | 35 | 0.23 | 0.1619 | 8 | 8 | 3.5 | 0 | 0 | 0.19 | 0.97 | 46.8 | 3 | 4 | 1.53 | 0 | 0 | 0 | 0 | 0 | 0 | 0 | 0 | 30 | 1 | 0 | 0 | 0 | 1 | 1 | 0.05 | 0.005 | 0.28 | 0.15 | [6 empty] | 36
7140 | EBS-HKW Rostock | 8124 | UeNB | Vattenfall Europe New Energy Ecopower GmbH | BNA1243 | 54.1278 | 12.1275 | Rostock | DE | BNA1243 | 39814 | 25569 | WAST_ST_BKP_f2000 | MISC22_BKP | MUNI_WASTE | 39814 | 17 | ST_BKP | ST | CHP1 |  |  | 40 | 0.25 | 36.3424 | 0 | 0 | 0 | 0 | 1500 | 4 | 35 | 0.419 | 0.1619 | 8 | 8 | 13.5 | 0 | 0 | 0.379 | 0.97 | 76.5 | 3 | 4 | 1.53 | 0 | 0 | 0 | 0 | 0 | 0 | 0 | 0 | 30 | 1 | 0 | 0 | 0 | 1 | 1 | 0.2 | 0.02 | 0.68 | 0.25 | [6 empty] | 25
7141 | MVR Müllverwertung Hamburg | 8204 | UeNB | MVR Müllverwertung Rugenberger Damm GmbH & Co. KG | BNA0398 | 53.5244 | 9.8488 | Hamburg | DE | BNA0398 | 36161 | 25569 | WAST_ST_BKP_b1999 | MISC99_BKP | MUNI_WASTE | 36161 | 24 | ST_BKP | ST | CHP1 |  |  | 40 | 0.21 | 1.6931 | 0 | 0 | 0 | 0 | 1500 | 4 | 35 | 0.37 | 0.1619 | 8 | 8 | 6 | 0 | 0 | 0.33 | 0.97 | 108 | 3 | 4 | 1.53 | 0 | 0 | 0 | 0 | 0 | 0 | 0 | 0 | 30 | 1 | 0 | 0 | 0 | 1 | 1 | 0.17 | 0.017 | 0.21 | [7 empty] | 114
7142 | EEW Großräschen | 8343 | UeNB | EEW Energy from Waste Großräschen GmbH | BNA0380 | 51.5843 | 14.0517 | Großräschen | DE | BNA0380 | 39448 | 25569 | WAST_ST_BKP_f2000 | MISC22_BKP | MUNI_WASTE | 39448 | 23.3 | ST_BKP | ST | CHP1 |  |  | 40 | 0.25 | 36.3424 | 0 | 0 | 0 | 0 | 1500 | 4 | 35 | 0.27 | 0.1619 | 8 | 8 | 10.0004 | 0 | 0 | 0.23 | 0.97 | 104.85 | 3 | 4 | 1.53 | 0 | 0 | 0 | 0 | 0 | 0 | 0 | 0 | 30 | 1 | 0 | 0 | 0 | 1 | 1 | 0.2 | 0.02 | 0.23 | [7 empty] | 102
7143 | IKW Rüdersdorf Rüdersdorf bei Berlin | 8359 | UeNB | Vattenfall Europe New Energy Ecopower GmbH | BNA0855 | 52.4758 | 13.7993 | Rüdersdorf bei Berlin | DE | BNA0855 | 39814 | 25569 | WAST_ST_BKP_f2000 | MISC22_BKP | MUNI_WASTE | 39814 | 30 | ST_BKP | ST | CHP1 |  |  | 40 | 0.25 | 36.3424 | 0 | 0 | 0 | 0 | 1500 | 4 | 35 | 0.27 | 0.1619 | 8 | 8 | 24 | 0 | 0 | 0.23 | 0.97 | 135 | 3 | 4 | 1.53 | 0 | 0 | 0 | 0 | 0 | 0 | 0 | 0 | 30 | 1 | 0 | 0 | 0 | 1 | 1 | 0.2 | 0.02 | 0.27 | [7 empty] | 110
7144 | EVE Premnitz | 8369 | UeNB | EEW Energy from Waste Premnitz GmbH | BNA1233 | 52.5354 | 12.3781 | Premnitz | DE | BNA1233 | 39814 | 25569 | WAST_ST_BKP_f2000 | MISC22_BKP | MUNI_WASTE | 39814 | 14.5 | ST_BKP | ST | CHP1 |  |  | 40 | 0.25 | 36.3424 | 0 | 0 | 0 | 0 | 1500 | 4 | 35 | 0.27 | 0.1619 | 8 | 8 | 6.0001 | 0 | 0 | 0.23 | 0.97 | 65.25 | 3 | 4 | 1.53 | 0 | 0 | 0 | 0 | 0 | 0 | 0 | 0 | 30 | 1 | 0 | 0 | 0 | 1 | 1 | 0.2 | 0.02 | 0.48 | [7 empty] | 30
7145 | Kraftwerk Schwedt GmbH & Co.KG | 8370 | UeNB | Kraftwerk Schwedt GmbH & Co. KG | BNA1255 | 53.0979 | 14.2721 | Schwedt | DE | BNA1255 | 40544 | 25569 | WAST_ST_BKP_f2000 | MISC22_BKP | MUNI_WASTE | 40544 | 28.9 | ST_BKP | ST | CHP1 |  |  | 40 | 0.25 | 36.3424 | 0 | 0 | 0 | 0 | 1500 | 4 | 35 | 0.508 | 0.1619 | 8 | 8 | 10.9993 | 0 | 0 | 0.468 | 0.97 | 130.05 | 3 | 4 | 1.53 | 0 | 0 | 0 | 0 | 0 | 0 | 0 | 0 | 30 | 1 | 0 | 0 | 0 | 1 | 1 | 0.2 | 0.02 | 0.22 | [7 empty] | 130
7146 | Hamburger Rieger Spremberg | 8376 | UeNB | Spreestromerzeugungs GmbH | BNA1510 | 51.592 | 14.4285 | Spremberg | DE | BNA1510 | 41275 | 25569 | WAST_ST_BKP_f2000 | MISC22_BKP | MUNI_WASTE | 41275 | 18.7 | ST_BKP | ST | CHP1 |  |  | 40 | 0.25 | 36.3424 | 0 | 0 | 0 | 0 | 1500 | 4 | 35 | 0.408 | 0.1619 | 8 | 8 | 3 | 0 | 0 | 0.368 | 0.97 | 84.15 | 3 | 4 | 1.53 | 0 | 0 | 0 | 0 | 0 | 0 | 0 | 0 | 30 | 1 | 0 | 0 | 0 | 1 | 1 | 0.2 | 0.02 | 0.17 | 0.2 | [6 empty] | 110
7147 | Reuter M Berlin | 8418 | UeNB | Vattenfall Europe Wärme Aktiengesellschaft | BNA0084 | 52.5498 | 13.238 | Berlin | DE | BNA0084 | 35796 | 25569 | WAST_ST_BKP_b1999 | MISC99_BKP | MUNI_WASTE | 35796 | 36 | ST_BKP | ST | CHP1 |  |  | 40 | 0.21 | 1.6931 | 0 | 0 | 0 | 0 | 1500 | 4 | 35 | 0.3 | 0.1619 | 8 | 8 | 20 | 0 | 0 | 0.26 | 0.97 | 162 | 3 | 4 | 1.53 | 0 | 0 | 0 | 0 | 0 | 0 | 0 | 0 | 30 | 1 | 0 | 0 | 0 | 1 | 1 | 0.17 | 0.017 | 0.15 | [7 empty] | 244
7151 | MHKW RothenseeBlock 1 Magdeburg | 8536 | UeNB | Müllheizkraftwerk Rothensee GmbH | BNA0622 | 52.1936 | 11.6642 | Magdeburg | DE | BNA0622 | 38353 | 25569 | WAST_ST_BKP_f2000 | MISC22_BKP | MUNI_WASTE | 38353 | 29.2 | ST_BKP | ST | CHP1 |  |  | 40 | 0.25 | 36.3424 | 0 | 0 | 0 | 0 | 1500 | 4 | 35 | 0.31 | 0.1619 | 8 | 8 | 12.0012 | 0 | 0 | 0.27 | 0.97 | 131.4 | 3 | 4 | 1.53 | 0 | 0 | 0 | 0 | 0 | 0 | 0 | 0 | 30 | 1 | 0 | 0 | 0 | 1 | 1 | 0.2 | 0.02 | 0.22 | [7 empty] | 133.4
7152 | MHKW RothenseeBlock 2 Magdeburg | 8537 | UeNB | Müllheizkraftwerk Rothensee GmbH | BNA0623 | 52.1936 | 11.6642 | Magdeburg | DE | BNA0623 | 38718 | 25569 | WAST_ST_BKP_f2000 | MISC22_BKP | MUNI_WASTE | 38718 | 29.2 | ST_BKP | ST | CHP1 |  |  | 40 | 0.25 | 36.3424 | 0 | 0 | 0 | 0 | 1500 | 4 | 35 | 0.31 | 0.1619 | 8 | 8 | 12.0012 | 0 | 0 | 0.27 | 0.97 | 131.4 | 3 | 4 | 1.53 | 0 | 0 | 0 | 0 | 0 | 0 | 0 | 0 | 30 | 1 | 0 | 0 | 0 | 1 | 1 | 0.2 | 0.02 | 0.22 | [7 empty] | 133.4
7154 | EVZA Energie- und Verwertungszentrale GmbH Staßfu | 8549 | UeNB | REMONDIS Thermische Abfallverwertung GmbH | BNA1262 | 51.8417 | 11.5817 | Staßfurt | DE | BNA1262 | 39448 | 25569 | WAST_ST_BKP_f2000 | MISC22_BKP | MUNI_WASTE | 39448 | 24 | ST_BKP | ST | CHP1 |  |  | 40 | 0.25 | 36.3424 | 0 | 0 | 0 | 0 | 1500 | 4 | 35 | 0.57 | 0.1619 | 8 | 8 | 4.2 | 0 | 0 | 0.53 | 0.97 | 108 | 3 | 4 | 1.53 | 0 | 0 | 0 | 0 | 0 | 0 | 0 | 0 | 30 | 1 | 0 | 0 | 0 | 1 | 1 | 0.2 | 0.02 | 0.45 | [7 empty] | 53.0909
7156 | Restabfallbehandlungsanlage1 Zella-Mehlis | 8737 | UeNB | Zweckverband für Abfallwirtschaft Südwestthüringen (ZASt) | BNA1286 | 50.6642 | 10.6784 | Zella-Mehlis | DE | BNA1286 | 39083 | 25569 | WAST_ST_BKP_f2000 | MISC22_BKP | MUNI_WASTE | 39083 | 11.2 | ST_BKP | ST | CHP1 |  |  | 40 | 0.25 | 36.3424 | 0 | 0 | 0 | 0 | 1500 | 4 | 35 | 0.27 | 0.1619 | 8 | 8 | 1 | 0 | 0 | 0.23 | 0.97 | 50.4 | 3 | 4 | 1.53 | 0 | 0 | 0 | 0 | 0 | 0 | 0 | 0 | 30 | 1 | 0 | 0 | 0 | 1 | 1 | 0.2 | 0.02 | 0.37 | [7 empty] | 30
7158 | Kraftwerk Plattling | 2014 | UeNB | Daimler AG / UPM GmbH | BNA0805 | 48.7819 | 12.8979 | Plattling | DE | BNA0805 | 40179 | 25569 | GAS_CC_BKP_f2000 | GASCC22_BKP | NAT_GAS | 40179 | 118.5 | CC_BKP | CC | CHP1 |  |  | 19 | 0.51 | 148.3583 | 0 | 0 | 0 | 0 | 950 | 0 | 35 | 0.51 | 0.13143 | 4 | 8 | 28.998 | 0 | 0 | 0.45 | 0.96 | 414.75 | 8 | 2 | 1.2 | 0 | 0 | 0 | 0 | 0 | 0 | 0 | 0 | 30 | 1 | 0 | 0 | 0 | 1 | 1 | 0.4 | 0.04 | 0.65 | [7 empty] | 150
7167 | GKL Hannover | 2055 | UeNB | Stadtwerke Hannover AG | BNA0418 | 52.42 | 9.6486 | Hannover | DE | BNA0418 | 41275 | 25569 | GAS_CC_BKP_b1999 | GASCC99_BKP | NAT_GAS | 41275 | 230 | CC_BKP | CC | CHP1 |  |  | 19 | 0.47 | 103.1042 | 0 | 0 | 0 | 0 | 950 | 0 | 35 | 0.57 | 0.13143 | 4 | 8 | 75 | 0 | 0 | 0.53 | 0.96 | 805 | 8 | 2 | 1.2 | 0 | 0 | 0 | 0 | 0 | 0 | 0 | 0 | 30 | 1 | 0 | 0 | 0 | 1 | 1 | 0.34 | 0.034 | 1.3514 | [7 empty] | 185
7168 | HKW SandreuthGuD 1 Nürnberg | 2058 | UeNB | N-ERGIE AG | BNA0742 | 49.4269 | 11.0557 | Nürnberg | DE | BNA0742 | 38353 | 25569 | GAS_CC_BKP_f2000 | GASCC22_BKP | NAT_GAS | 38353 | 75 | CC_BKP | CC | CHP1 |  |  | 19 | 0.51 | 148.3583 | 0 | 0 | 0 | 0 | 950 | 0 | 35 | 0.57 | 0.13143 | 4 | 8 | 23.0025 | 0 | 0 | 0.53 | 0.96 | 262.5 | 8 | 2 | 1.2 | 0 | 0 | 0 | 0 | 0 | 0 | 0 | 0 | 30 | 1 | 0 | 0 | 0 | 1 | 1 | 0.4 | 0.04 | 0.47 | [7 empty] | 160
7169 | HKW SandreuthGuD 2 Nürnberg | 2059 | UeNB | N-ERGIE AG | BNA0743 | 49.4269 | 11.0557 | Nürnberg | DE | BNA0743 | 38353 | 25569 | GAS_CC_BKP_f2000 | GASCC22_BKP | NAT_GAS | 38353 | 75 | CC_BKP | CC | CHP1 |  |  | 19 | 0.51 | 148.3583 | 0 | 0 | 0 | 0 | 950 | 0 | 35 | 0.57 | 0.13143 | 4 | 8 | 23.0025 | 0 | 0 | 0.53 | 0.96 | 262.5 | 8 | 2 | 1.2 | 0 | 0 | 0 | 0 | 0 | 0 | 0 | 0 | 30 | 1 | 0 | 0 | 0 | 1 | 1 | 0.4 | 0.04 | 0.47 | [7 empty] | 160
7175 | HKW NiederradBlock 1 Frankfurt am Main | 2087 | UeNB | Mainova AG | BNA0285 | 50.0697 | 8.6404 | Frankfurt am Main | DE | BNA0285 | 38353 | 25569 | GAS_CC_EXC_f2000 | GASCC22_EXC | NAT_GAS | 38353 | 70 | CC_EXC | CC | CHP2 |  |  | 19 | 0.56 | 317.2321 | 0 | 0 | 0 | 0 | 950 | 0 | 35 | 0.57 | 0.13143 | 4 | 8 | 21 | 0 | 0 | 0.53 | 0.96 | 245 | 8 | 2 | 1.2 | 0 | 0 | 0 | 0 | 0 | 0 | 0 | 0 | 30 | 1 | 0 | 0 | 0 | 1 | 1 | 0.4 | 0.04 | 1.8317 | 0.1 | [6 empty] | 120
7177 | Industriepark Werk Gendorf Burgkirchen | 2090 | UeNB | InfraServ GmbH & Co. Gendorf KG | BNA0174 | 48.1491 | 12.7196 | Burgkirchen | DE | BNA0174 | 37257 | 25569 | GAS_CC_BKP_f2000 | GASCC22_BKP | NAT_GAS | 37257 | 73.1 | CC_BKP | CC | CHP1 |  |  | 19 | 0.51 | 148.3583 | 0 | 0 | 0 | 0 | 950 | 0 | 35 | 0.57 | 0.13143 | 4 | 8 | 38 | 0 | 0 | 0.53 | 0.96 | 255.85 | 8 | 2 | 1.2 | 0 | 0 | 0 | 0 | 0 | 0 | 0 | 0 | 30 | 1 | 0 | 0 | 0 | 1 | 1 | 0.4 | 0.04 | 0.54 | [7 empty] | 90
7178 | GuD Kraftwerk HillegossenGuD Bielefeld | 2092 | UeNB | Stadtwerke Bielefeld GmbH | BNA0100 | 52.0013 | 8.6175 | Bielefeld | DE | BNA0100 | 38353 | 25569 | GAS_CC_EXC_f2000 | GASCC22_EXC | NAT_GAS | 38353 | 37.45 | CC_EXC | CC | CHP2 |  |  | 19 | 0.56 | 317.2321 | 0 | 0 | 0 | 0 | 950 | 0 | 35 | 0.57 | 0.13143 | 4 | 8 | 7.9993 | 0 | 0 | 0.53 | 0.96 | 131.075 | 8 | 2 | 1.2 | 0 | 0 | 0 | 0 | 0 | 0 | 0 | 0 | 30 | 1 | 0 | 0 | 0 | 1 | 1 | 0.4 | 0.04 | 1.5 | 0.17 | [6 empty] | 68.3
7179 | Heizkraftwerk FlensburgBlock 12 | 2099 | UeNB | Stadtwerke Flensburg GmbH | BNA1819 | 54.8044 | 9.419 | Flensburg | DE | BNA1819 | 42370 | 25569 | GAS_CC_EXC_f2000 | GASCC22_EXC | NAT_GAS | 42370 | 78 | CC_EXC | CC | CHP2 |  |  | 19 | 0.56 | 317.2321 | 0 | 0 | 0 | 0 | 950 | 0 | 35 | 0.393 | 0.13143 | 4 | 8 | 29.2 | 0 | 0 | 0.353 | 0.96 | 273 | 8 | 2 | 1.2 | 0 | 0 | 0 | 0 | 0 | 0 | 0 | 0 | 30 | 1 | 0 | 0 | 0 | 1 | 1 | 0.4 | 0.04 | 0.81535 | 0.17 | [6 empty] | 66.3363
7180 | Obernburg1 | 2101 | UeNB | Kraftwerk Obernburg GmbH | BNA0755b | 49.8293 | 9.1483 | Obernburg | DE | BNA0755b | 34700 | 25569 | GAS_GT_CH1_b1999 | GASGT99_BKP | NAT_GAS | 34700 | 64 | GT_CH1 | GT | CHP1 |  |  | 40 | 0.33 | 9.6278 | 0 | 0 | 0 | 0 | 440 | 0 | 35 | 0.3 | 0.22857 | 1 | 1 | 19.0016 | 1 | 0 | 0.26 | 0.96 | 70.4 | 8 | 0 | 1.2 | 0 | 0 | 0 | 0 | 0 | 0 | 0 | 0 | 30 | 1 | 0 | 0 | 0 | 1 | 1 | 0.68 | 0.068 | 0.57 | [7 empty] | 112
7182 | Wintershall Heringen | 2118 | UeNB | K+S AG | BNA0444 | 50.8914 | 9.9746 | Heringen | DE | BNA0444 | 25569 | 25569 | GAS_ST_BKP_b1983 | GASST83_BKP | NAT_GAS | 25569 | 69 | ST_BKP | ST | CHP1 |  |  | 40 | 0.24 | 21.3133 | 0 | 0 | 0 | 0 | 550 | 0 | 35 | 0.46 | 0.16667 | 4 | 4 | 54.75 | 0 | 0 | 0.42 | 0.96 | 427.8 | 3 | 0 | 1.53 | 0 | 0 | 0 | 0 | 0 | 0 | 0 | 0 | 30 | 1 | 0 | 0 | 0 | 1 | 1 | 0.22 | 0.022 | 0.37 | [7 empty] | 299
7183 | HKW Göttingen | 2124 | UeNB | Georg-August-Universität Göttingen Stiftung Öffentlichen Rechts | BNA0354 | 51.542 | 9.991 | Göttingen | DE | BNA0354 | 35796 | 25569 | GAS_GT_CH2_b1999 | GASGT99_EXC | NAT_GAS | 35796 | 18.8 | GT_CH2 | GT | CHP2 |  |  | 40 | 0.33 | 28.3914 | 0 | 0 | 0 | 0 | 440 | 0 | 35 | 0.457 | 0.22857 | 1 | 1 | 5.9991 | 1 | 0 | 0.417 | 0.92 | 20.68 | 8 | 0 | 1.2 | 0 | 0 | 0 | 0 | 0 | 0 | 0 | 0 | 30 | 1 | 0 | 0 | 0 | 1 | 1 | 0.68 | 0.068 | 0.65 | 0 | [6 empty] | 32.8
7184 | HKW ErlangenGuD I | 2125 | UeNB | Erlanger Stadtwerke AG | BNA0261a | 49.5878 | 11.0121 | Erlangen | DE | BNA0261a | 38353 | 25569 | GAS_CC_EXC_f2000 | GASCC22_EXC | NAT_GAS | 38353 | 21.6 | CC_EXC | CC | CHP2 |  |  | 19 | 0.56 | 317.2321 | 0 | 0 | 0 | 0 | 950 | 0 | 35 | 0.57 | 0.13143 | 4 | 8 | 6.0005 | 0 | 0 | 0.53 | 0.96 | 75.6 | 8 | 2 | 1.2 | 0 | 0 | 0 | 0 | 0 | 0 | 0 | 0 | 30 | 1 | 0 | 0 | 0 | 1 | 1 | 0.4 | 0.04 | 1.5 | 0.17 | [6 empty] | 21.1
7186 | Heizkraftwerke an der FriedensbrückeTSIII Würzbur | 2139 | UeNB | Heizkraftwerk Würzburg GmbH | BNA1085 | 49.819 | 9.915 | Würzburg | DE | BNA1085 | 25934 | 25569 | WAST_ST_EXC_b1969 | MISC69_EXC | NAT_GAS | 25934 | 23 | ST_EXC | ST | CHP2 |  |  | 40 | 0.23 | 23.3634 | 0 | 0 | 0 | 0 | 1500 | 4 | 35 | 0.37 | 0.1619 | 8 | 8 | 6.9989 | 0 | 0 | 0.33 | 0.97 | 103.5 | 3 | 4 | 1.53 | 0 | 0 | 0 | 0 | 0 | 0 | 0 | 0 | 30 | 1 | 0 | 0 | 0 | 1 | 1 | 0.05 | 0.005 | 0.73267 | 0.15 | [6 empty] | 24.7371
7187 | Heizkraftwerke an der FriedensbrückeTSII Würzburg | 2140 | UeNB | Heizkraftwerk Würzburg GmbH | BNA1086 | 49.819 | 9.915 | Würzburg | DE | BNA1086 | 33970 | 25569 | WAST_ST_BKP_b1999 | MISC99_BKP | NAT_GAS | 33970 | 25 | ST_BKP | ST | CHP1 |  |  | 40 | 0.21 | 1.6931 | 0 | 0 | 0 | 0 | 1500 | 4 | 35 | 0.37 | 0.1619 | 8 | 8 | 8 | 0 | 0 | 0.33 | 0.97 | 112.5 | 3 | 4 | 1.53 | 0 | 0 | 0 | 0 | 0 | 0 | 0 | 0 | 30 | 1 | 0 | 0 | 0 | 1 | 1 | 0.17 | 0.017 | 1.13 | [7 empty] | 22.0857
7188 | Heizkraftwerke an der FriedensbrückeGTII Würzburg | 2141 | UeNB | Heizkraftwerk Würzburg GmbH | BNA1087 | 49.819 | 9.915 | Würzburg | DE | BNA1087 | 39814 | 25569 | GAS_CC_BKP_f2000 | GASCC22_BKP | NAT_GAS | 39814 | 29.5 | CC_BKP | CC | CHP1 |  |  | 19 | 0.51 | 148.3583 | 0 | 0 | 0 | 0 | 950 | 0 | 35 | 0.57 | 0.13143 | 4 | 8 | 9.0005 | 0 | 0 | 0.53 | 0.96 | 103.25 | 8 | 2 | 1.2 | 0 | 0 | 0 | 0 | 0 | 0 | 0 | 0 | 30 | 1 | 0 | 0 | 0 | 1 | 1 | 0.4 | 0.04 | 1.13 | [7 empty] | 26.0612
7189 | Heizkraftwerke an der FriedensbrückeGTI Würzburg | 2142 | UeNB | Heizkraftwerk Würzburg GmbH | BNA1088 | 49.819 | 9.915 | Würzburg | DE | BNA1088 | 38353 | 25569 | GAS_CC_BKP_f2000 | GASCC22_BKP | NAT_GAS | 38353 | 44.5 | CC_BKP | CC | CHP1 |  |  | 19 | 0.51 | 148.3583 | 0 | 0 | 0 | 0 | 950 | 0 | 35 | 0.57 | 0.13143 | 4 | 8 | 12.9985 | 0 | 0 | 0.53 | 0.96 | 155.75 | 8 | 2 | 1.2 | 0 | 0 | 0 | 0 | 0 | 0 | 0 | 0 | 30 | 1 | 0 | 0 | 0 | 1 | 1 | 0.4 | 0.04 | 0.36 | [7 empty] | 125
7190 | Cogeneration Neustadt | 2147 | UeNB | Bayernoil Raffineriegesellschaft mbH | BNA0702 |  |  | Neustadt | DE | BNA0702 | 35065 | 25569 | GAS_GT_CH2_b1999 | GASGT99_EXC | NAT_GAS | 35065 | 25.4 | GT_CH2 | GT | CHP2 |  |  | 40 | 0.33 | 28.3914 | 0 | 0 | 0 | 0 | 440 | 0 | 35 | 0.33 | 0.22857 | 1 | 1 | 8.001 | 1 | 0 | 0.27 | 0.92 | 27.94 | 8 | 0 | 1.2 | 0 | 0 | 0 | 0 | 0 | 0 | 0 | 0 | 30 | 1 | 0 | 0 | 0 | 1 | 1 | 0.68 | 0.068 | 0.65 | 0 | [6 empty] | 42.187
7191 | Kombi-HKW Kassel | 2153 | UeNB | Städtische Werke Energie + Wärme GmbH | BNA0521 | 51.2835 | 9.4643 | Kassel | DE | BNA0521 | 31778 | 25569 | GAS_CC_EXC_b1983 | GASCC83_EXC | NAT_GAS | 31778 | 50 | CC_EXC | CC | CHP2 |  |  | 19 | 0.44 | 128.0864 | 0 | 0 | 0 | 0 | 950 | 0 | 35 | 0.3 | 0.13143 | 4 | 8 | 49 | 0 | 0 | 0.3 | 0.96 | 175 | 8 | 2 | 1.2 | 0 | 0 | 0 | 0 | 0 | 0 | 0 | 0 | 30 | 1 | 0 | 0 | 0 | 1 | 1 | 0.22 | 0.022 | 0.92 | 0.17 | [6 empty] | 45
7192 | Obernburg2 | 2163 | UeNB | Kraftwerk Obernburg GmbH | BNA0755a | 49.8293 | 9.1483 | Obernburg | DE | BNA0755a | 25569 | 73415 | GAS_ST_EXC_b1969 | GASST69_EXC | NAT_GAS | 25569 | 36 | ST_EXC | ST | CHP2 |  |  | 40 | 0.3 | 41.0444 | 0 | 0 | 0 | 0 | 550 | 0 | 35 | 0.35 | 0.16667 | 4 | 4 | 18 | 0 | 0 | 0.31 | 0.97 | 223.2 | 3 | 0 | 1.53 | 0 | 0 | 0 | 0 | 0 | 0 | 0 | 0 | 30 | 1 | 0 | 0 | 0 | 1 | 1 | 0.1 | 0.01 | 0.66667 | 0.15 | [6 empty] | 33.472
7193 | P&L Werk LageKessel 1/2/3 | 2171 | UeNB | Pfeifer & Langen Kommanditgesellschaft | BNA1187 | 51.9853 | 8.7759 | Lage | DE | BNA1187 | 29221 | 25569 | GAS_ST_EXC_b1989 | GASST89_EXC | NAT_GAS | 29221 | 10.2 | ST_EXC | ST | CHP2 |  |  | 19 | 0.35 | 57.9505 | 0 | 0 | 0 | 0 | 550 | 0 | 35 | 0.35 | 0.16667 | 4 | 4 | 5.1 | 0 | 0 | 0.31 | 0.95 | 63.24 | 3 | 0 | 1.2 | 0 | 0 | 0 | 0 | 0 | 0 | 0 | 0 | 30 | 1 | 0 | 0 | 0 | 1 | 1 | 0.28 | 0.028 | 0.47 | 0.15 | [6 empty] | 16.1639
7194 | Kraftwerk Meggle Reithmehring | 2174 | UeNB | Molkerei MEGGLE Wasserburg GmbH & Co. KG | BNA1238 | 48.0553 | 12.1965 | Reithmehring | DE | BNA1238 | 36892 | 25569 | GAS_CC_EXC_f2000 | GASCC22_EXC | NAT_GAS | 36892 | 12.6 | CC_EXC | CC | CHP2 |  |  | 19 | 0.56 | 317.2321 | 0 | 0 | 0 | 0 | 950 | 0 | 35 | 0.53 | 0.13143 | 4 | 8 | 4.0005 | 0 | 0 | 0.47 | 0.96 | 44.1 | 8 | 2 | 1.2 | 0 | 0 | 0 | 0 | 0 | 0 | 0 | 0 | 30 | 1 | 0 | 0 | 0 | 1 | 1 | 0.4 | 0.04 | 1.5 | 0.17 | [6 empty] | 33.5
7195 | Sigmundshall Wunstorf | 2177 | UeNB | K+S AG | BNA1285 | 52.4385 | 9.3922 | Wunstorf | DE | BNA1285 | 27030 | 25569 | GAS_GT_CH1_b1999 | GASGT99_BKP | NAT_GAS | 27030 | 19 | GT_CH1 | GT | CHP1 |  |  | 40 | 0.33 | 9.6278 | 0 | 0 | 0 | 0 | 440 | 0 | 35 | 0.3 | 0.22857 | 1 | 1 | 6.0002 | 1 | 0 | 0.26 | 0.96 | 20.9 | 8 | 0 | 1.2 | 0 | 0 | 0 | 0 | 0 | 0 | 0 | 0 | 30 | 1 | 0 | 0 | 0 | 1 | 1 | 0.68 | 0.068 | 2.48 | [7 empty] | 7.6667
7196 | HKW Schildescher Straße Bielefeld 1 | 2203 | UeNB | Stadtwerke Bielefeld GmbH | BNA0098 | 52.0516 | 8.5464 | Bielefeld | DE | BNA0098 | 28491 | 25569 | GAS_GT_CH2_b1983 | GASGT83_EXC | NAT_GAS | 28491 | 23.5 | GT_CH2 | GT | CHP2 |  |  | 19 | 0.27 | 14.1596 | 0 | 0 | 0 | 0 | 440 | 0 | 35 | 0.303 | 0.22857 | 1 | 1 | 7.0007 | 0 | 0 | 0.263 | 0.92 | 25.85 | 8 | 0 | 1.2 | 0 | 0 | 0 | 0 | 0 | 0 | 0 | 0 | 30 | 1 | 0 | 0 | 0 | 1 | 1 | 0.54 | 0.054 | 0.5 | 0 | [6 empty] | 160
7197 | HKW-MitteBlock 12 Braunschweig | 2204 | UeNB | Braunschweiger Versorgungs-AG & Co. KG | BNA0135 | 52.2819 | 10.5355 | Braunschweig | DE | BNA0135 | 25934 | 25569 | WAST_ST_BKP_b1983 | MISC83_BKP | NAT_GAS | 25934 | 20 | ST_BKP | ST | CHP1 |  |  | 40 | 0.19 | 5.2557 | 0 | 0 | 0 | 0 | 1500 | 4 | 35 | 0.37 | 0.1619 | 8 | 8 | 10 | 0 | 0 | 0.33 | 0.97 | 90 | 3 | 4 | 1.53 | 0 | 0 | 0 | 0 | 0 | 0 | 0 | 0 | 30 | 1 | 0 | 0 | 0 | 1 | 1 | 0.11 | 0.011 | 0.3 | [7 empty] | 67.2
7198 | HKW-MitteGuD Braunschweig | 2205 | UeNB | Braunschweiger Versorgungs-AG & Co. KG | BNA0136 | 52.2819 | 10.5355 | Braunschweig | DE | BNA0136 | 40179 | 25569 | GAS_CC_EXC_f2000 | GASCC22_EXC | NAT_GAS | 40179 | 74 | CC_EXC | CC | CHP2 |  |  | 19 | 0.56 | 317.2321 | 0 | 0 | 0 | 0 | 950 | 0 | 35 | 0.31 | 0.13143 | 4 | 8 | 22.0002 | 0 | 0 | 0.27 | 0.96 | 259 | 8 | 2 | 1.2 | 0 | 0 | 0 | 0 | 0 | 0 | 0 | 0 | 30 | 1 | 0 | 0 | 0 | 1 | 1 | 0.4 | 0.04 | 0.54867 | 0.17 | [6 empty] | 67.245
7199 | HKW-NordGT Braunschweig | 2206 | UeNB | Braunschweiger Versorgungs-AG & Co. KG | BNA0137 | 52.3109 | 10.475 | Braunschweig | DE | BNA0137 | 25569 | 25569 | GAS_GT_CH2_b1969 | GASGT69_EXC | NAT_GAS | 25569 | 25 | GT_CH2 | GT | CHP2 |  |  | 40 | 0.26 | 17.5457 | 0 | 0 | 0 | 0 | 440 | 0 | 35 | 0.31 | 0.22857 | 1 | 1 | 8 | 0 | 0 | 0.27 | 0.93 | 27.5 | 8 | 0 | 1.53 | 0 | 0 | 0 | 0 | 0 | 0 | 0 | 0 | 30 | 1 | 0 | 0 | 0 | 1 | 1 | 0.4 | 0.04 | 0.54867 | 0 | [6 empty] | 80
7200 | Dampfkraftwerk BGH - O1 Burghausen | 2207 | UeNB |  | BNA0172 | 48.1634 | 12.8115 | Burghausen | DE | BNA0172 | 36892 | 25569 | GAS_ST_EXC_b1989 | GASST89_EXC | NAT_GAS | 36892 | 178 | ST_EXC | ST | CHP2 |  |  | 19 | 0.35 | 57.9505 | 0 | 0 | 0 | 0 | 550 | 0 | 35 | 0.478 | 0.16667 | 4 | 4 | 53.0084 | 0 | 0 | 0.438 | 0.95 | 1103.6 | 3 | 0 | 1.2 | 0 | 0 | 0 | 0 | 0 | 0 | 0 | 0 | 30 | 1 | 0 | 0 | 0 | 1 | 1 | 0.28 | 0.028 | 1.204 | 0.15 | [6 empty] | 350
7201 | HKW Eltmann | 2208 | UeNB | Palm Power GmbH & Co. KG | BNA0243 | 49.9614 | 10.669 | Eltmann | DE | BNA0243 | 39448 | 25569 | GAS_ST_EXC_f2000 | GASST22_EXC | NAT_GAS | 39448 | 54 | ST_EXC | ST | CHP2 |  |  | 40 | 0.4 | 48.9958 | 0 | 0 | 0 | 0 | 550 | 0 | 35 | 0.4 | 0.16667 | 4 | 4 | 16.0002 | 0 | 0 | 0.36 | 0.97 | 334.8 | 3 | 0 | 1.53 | 0 | 0 | 0 | 0 | 0 | 0 | 0 | 0 | 30 | 1 | 0 | 0 | 0 | 1 | 1 | 0.4 | 0.04 | 0.55 | 0.15 | [6 empty] | 85.5735
7202 | HKW WestBlock 4 Frankfurt am Main | 2209 | UeNB | Mainova AG | BNA0286 | 50.0983 | 8.6532 | Wolfsburg | DE | BNA0286 | 34335 | 25569 | GAS_GT_CH1_b1999 | GASGT99_BKP | NAT_GAS | 34335 | 99 | GT_CH1 | GT | CHP1 |  |  | 40 | 0.33 | 9.6278 | 0 | 0 | 0 | 0 | 440 | 0 | 35 | 0.3 | 0.22857 | 1 | 1 | 29.997 | 1 | 0 | 0.26 | 0.96 | 108.9 | 8 | 0 | 1.2 | 0 | 0 | 0 | 0 | 0 | 0 | 0 | 0 | 30 | 1 | 0 | 0 | 0 | 1 | 1 | 0.68 | 0.068 | 0.66 | [7 empty] | 150
7203 | Hattorf alt Philippsthal | 2210 | UeNB | K+S AG | BNA0804a | 50.8503 | 9.9756 | Philippsthal | DE | BNA0804a | 25569 | 25569 | GAS_ST_EXC_b1969 | GASST69_EXC | NAT_GAS | 25569 | 35 | ST_EXC | ST | CHP2 |  |  | 40 | 0.3 | 41.0444 | 0 | 0 | 0 | 0 | 550 | 0 | 35 | 0.3 | 0.16667 | 4 | 4 | 17.5 | 0 | 0 | 0.26 | 0.97 | 217 | 3 | 0 | 1.53 | 0 | 0 | 0 | 0 | 0 | 0 | 0 | 0 | 30 | 1 | 0 | 0 | 0 | 1 | 1 | 0.1 | 0.01 | 0.39 | 0.15 | [6 empty] | 37.6434
7204 | HKW-West Lemgo | 2211 | UeNB | Stadtwerke Lemgo GmbH | BNA1193 | 52.0371 | 8.8995 | Lemgo | DE | BNA1193 | 37257 | 25569 | GAS_ST_EXC_f2000 | GASST22_EXC | NAT_GAS | 37257 | 12.8 | ST_EXC | ST | CHP2 |  |  | 40 | 0.4 | 48.9958 | 0 | 0 | 0 | 0 | 550 | 0 | 35 | 0.4 | 0.16667 | 4 | 4 | 4 | 0 | 0 | 0.36 | 0.97 | 79.36 | 3 | 0 | 1.53 | 0 | 0 | 0 | 0 | 0 | 0 | 0 | 0 | 30 | 1 | 0 | 0 | 0 | 1 | 1 | 0.4 | 0.04 | 0.55 | 0.15 | [6 empty] | 14.8
7206 | Cogen Dow Stade | 2216 | UeNB | Dow Deutschland Anlagengesellschaft mbH | BNA0918b | 53.6458 | 9.4697 | Stade | DE | BNA0918b | 41275 | 25569 | COAL_ST_BKP_b1999 | COAL99_BKP | NAT_GAS | 41275 | 157 | ST_BKP | ST | CHP1 |  |  | 42.6 | 0.29 | 58.6857 | 0 | 0 | 0 | 0 | 1400 | 2 | 35 | 0.29 | 0.1619 | 8 | 8 | 48.9978 | 0 | 0 | 0.25 | 0.94 | 973.4 | 5 | 2 | 2 | 0 | 0 | 0 | 0 | 0 | 0 | 0 | 0 | 30 | 1 | 0 | 0 | 0 | 1 | 1 | 0.255 | 0.0255 | 0.54 | [7 empty] | 300
7207 | GuD Baunatal, VW Werksgelände | 2218 | UeNB | Volkswagen AG | BNA0059b | 51.2509 | 9.4091 | Baunatal | DE | BNA0059b | 41275 | 25569 | GAS_GT_CH2_f2000 | GASGT22_EXC | NAT_GAS | 41275 | 78 | GT_CH2 | GT | CHP2 |  |  | 40 | 0.35 | 78.9412 | 0 | 0 | 0 | 0 | 440 | 0 | 35 | 0.35 | 0.22857 | 1 | 1 | 14.001 | 1 | 0 | 0.3 | 0.93 | 85.8 | 8 | 0 | 1.53 | 0 | 0 | 0 | 0 | 0 | 0 | 0 | 0 | 30 | 1 | 0 | 0 | 0 | 1 | 1 | 0.75 | 0.075 | 0.7 | 0.15 | [6 empty] | 85
7208 | KWK AOS GmbHGT 1/2 Stade- Bützfleth | 2219 | UeNB | Aluminium Oxid Stade GmbH | BNA1437 | 53.6458 | 9.4697 | Stade- Bützfleth | DE | BNA1437 | 40909 | 25569 | GAS_GT_CH2_f2000 | GASGT22_EXC | NAT_GAS | 40909 | 30.72 | GT_CH2 | GT | CHP2 |  |  | 40 | 0.35 | 78.9412 | 0 | 0 | 0 | 0 | 440 | 0 | 35 | 0.35 | 0.22857 | 1 | 1 | 9.001 | 1 | 0 | 0.3 | 0.93 | 33.792 | 8 | 0 | 1.53 | 0 | 0 | 0 | 0 | 0 | 0 | 0 | 0 | 30 | 1 | 0 | 0 | 0 | 1 | 1 | 0.75 | 0.075 | 0.7 | 0.15 | [6 empty] | 43.8857
7211 | HKW Schildescher Straße Bielefeld 2 | 2246 | UeNB | Stadtwerke Bielefeld GmbH | BNA0101 | 52.0516 | 8.5464 | Bielefeld | DE | BNA0101 | 25569 | 25569 | GAS_ST_EXC_b1969 | GASST69_EXC | NAT_GAS | 25569 | 41 | ST_EXC | ST | CHP2 |  |  | 40 | 0.3 | 41.0444 | 0 | 0 | 0 | 0 | 550 | 0 | 35 | 0.303 | 0.16667 | 4 | 4 | 26.5 | 0 | 0 | 0.263 | 0.97 | 254.2 | 3 | 0 | 1.53 | 0 | 0 | 0 | 0 | 0 | 0 | 0 | 0 | 30 | 1 | 0 | 0 | 0 | 1 | 1 | 0.1 | 0.01 | 0.39 | 0.15 | [6 empty] | 26.5
7213 | Hattorf neu Philippsthal | 2264 | UeNB | K+S AG | BNA0804b | 50.8503 | 9.9756 | Philippsthal | DE | BNA0804b | 41275 | 25569 | GAS_ST_EXC_f2000 | GASST22_EXC | NAT_GAS | 41275 | 17.3 | ST_EXC | ST | CHP2 |  |  | 40 | 0.4 | 48.9958 | 0 | 0 | 0 | 0 | 550 | 0 | 35 | 0.4 | 0.16667 | 4 | 4 | 4.9997 | 0 | 0 | 0.36 | 0.97 | 107.26 | 3 | 0 | 1.53 | 0 | 0 | 0 | 0 | 0 | 0 | 0 | 0 | 30 | 1 | 0 | 0 | 0 | 1 | 1 | 0.4 | 0.04 | 0.55 | 0.15 | [6 empty] | 60
7214 | Werkskraftwerk Sappi AlfeldGaskraftwerk | 2265 | UeNB | Sappi Alfeld GmbH | BNA0012b | 51.9887 | 9.8208 | Alfeld | DE | BNA0012b | 25569 | 25569 | GAS_ST_EXC_b1969 | GASST69_EXC | NAT_GAS | 25569 | 20 | ST_EXC | ST | CHP2 |  |  | 40 | 0.3 | 41.0444 | 0 | 0 | 0 | 0 | 550 | 0 | 35 | 0.3 | 0.16667 | 4 | 4 | 10 | 0 | 0 | 0.26 | 0.97 | 124 | 3 | 0 | 1.53 | 0 | 0 | 0 | 0 | 0 | 0 | 0 | 0 | 30 | 1 | 0 | 0 | 0 | 1 | 1 | 0.1 | 0.01 | 0.39 | 0.15 | [6 empty] | 31.6939
7215 | Energiezentrale 1992AGG1 - AGG7 München | 2268 | UeNB | Flughafen München GmbH | BNA1327a |  |  | München | DE | BNA1327a | 33604 | 25569 | GAS_GT_CH2_b1989 | GASGT89_EXC | NAT_GAS | 33604 | 9.5 | GT_CH2 | GT | CHP2 |  |  | 19 | 0.3 | 10.321 | 0 | 0 | 0 | 0 | 440 | 0 | 35 | 0.3 | 0.22857 | 1 | 1 | 2.1998 | 0 | 0 | 0.24 | 0.92 | 10.45 | 8 | 0 | 1.2 | 0 | 0 | 0 | 0 | 0 | 0 | 0 | 0 | 30 | 1 | 0 | 0 | 0 | 1 | 1 | 0.61 | 0.061 | 0.58 | 0 | [6 empty] | 13.3
7216 | HBBGUD Raubling | 2270 | UeNB | HBB Heizkraftwerk Bauernfeind Betreibergesellschaft mbh | BNA1328 | 47.7897 | 12.0836 | Raubling | DE | BNA1328 | 36526 | 25569 | GAS_CC_BKP_f2000 | GASCC22_BKP | NAT_GAS | 36526 | 24 | CC_BKP | CC | CHP1 |  |  | 19 | 0.51 | 148.3583 | 0 | 0 | 0 | 0 | 950 | 0 | 35 | 0.57 | 0.13143 | 4 | 8 | 7.0008 | 0 | 0 | 0.53 | 0.96 | 84 | 8 | 2 | 1.2 | 0 | 0 | 0 | 0 | 0 | 0 | 0 | 0 | 30 | 1 | 0 | 0 | 0 | 1 | 1 | 0.4 | 0.04 | 0.34 | [7 empty] | 70
7217 | PKV KraftwerkKWK-Blöcke Varel | 2276 | UeNB | Papier- u. Kartonfabrik Varel GmbH & Co. KG | BNA1335a | 53.3893 | 8.1158 | Varel | DE | BNA1335a | 32509 | 25569 | GAS_ST_EXC_b1989 | GASST89_EXC | NAT_GAS | 32509 | 58.1 | ST_EXC | ST | CHP2 |  |  | 19 | 0.35 | 57.9505 | 0 | 0 | 0 | 0 | 550 | 0 | 35 | 0.35 | 0.16667 | 4 | 4 | 17.0001 | 0 | 0 | 0.31 | 0.95 | 360.22 | 3 | 0 | 1.2 | 0 | 0 | 0 | 0 | 0 | 0 | 0 | 0 | 30 | 1 | 0 | 0 | 0 | 1 | 1 | 0.28 | 0.028 | 0.47 | 0.15 | [6 empty] | 92.0707
7218 | GuD-Anlage Aschaffenburg | 2280 | UeNB | DS Smith Paper Deutschland GmbH | BNA1337e | 49.9815 | 9.118 | Aschaffenburg | DE | BNA1337e | 41275 | 25569 | GAS_CC_EXC_f2000 | GASCC22_EXC | NAT_GAS | 41275 | 47 | CC_EXC | CC | CHP2 |  |  | 19 | 0.56 | 317.2321 | 0 | 0 | 0 | 0 | 950 | 0 | 35 | 0.3 | 0.13143 | 4 | 8 | 14.0013 | 0 | 0 | 0.26 | 0.96 | 164.5 | 8 | 2 | 1.2 | 0 | 0 | 0 | 0 | 0 | 0 | 0 | 0 | 30 | 1 | 0 | 0 | 0 | 1 | 1 | 0.4 | 0.04 | 1.5 | 0.17 | [6 empty] | 67
7219 | Heizkraftwerk zur Papierfabrik Nortrup | 2282 | UeNB | Delkeskamp Verpackungswerke GmbH | BNA1402 | 52.6193 | 7.8736 | Nortrup | DE | BNA1402 | 34700 | 25569 | GAS_GT_CH1_b1999 | GASGT99_BKP | NAT_GAS | 34700 | 18.1 | GT_CH1 | GT | CHP1 |  |  | 40 | 0.33 | 9.6278 | 0 | 0 | 0 | 0 | 440 | 0 | 35 | 0.35 | 0.22857 | 1 | 1 | 4.9992 | 1 | 0 | 0.31 | 0.96 | 19.91 | 8 | 0 | 1.2 | 0 | 0 | 0 | 0 | 0 | 0 | 0 | 0 | 30 | 1 | 0 | 0 | 0 | 1 | 1 | 0.68 | 0.068 | 0.7 | [7 empty] | 25.8571
7220 | BHKW Braunschweig | 2284 | UeNB | Volkswagen AG | BNA1677 | 52.3109 | 10.475 | Braunschweig | DE | BNAP005 | 41640 | 25569 | GAS_GT_CH2_f2000 | GASGT22_EXC | NAT_GAS | 41640 | 10.2 | GT_CH2 | GT | CHP2 |  |  | 40 | 0.35 | 78.9412 | 0 | 0 | 0 | 0 | 440 | 0 | 35 | 0.31 | 0.22857 | 1 | 1 | 2.5 | 1 | 0 | 0.27 | 0.93 | 11.22 | 8 | 0 | 1.53 | 0 | 0 | 0 | 0 | 0 | 0 | 0 | 0 | 30 | 1 | 0 | 0 | 0 | 1 | 1 | 0.75 | 0.075 | 0.54867 | 0.15 | [6 empty] | 16.9412
7221 | GUD-Anlage DREWSEN Lachendorf | 2292 | UeNB | DREWSEN SPEZIALPAPIERE GmbH & Co.KG | BNA1450 | 52.6282 | 10.2489 | Lachendorf | DE | BNA1450 | 36526 | 25569 | GAS_CC_EXC_f2000 | GASCC22_EXC | NAT_GAS | 36526 | 13 | CC_EXC | CC | CHP2 |  |  | 19 | 0.56 | 317.2321 | 0 | 0 | 0 | 0 | 950 | 0 | 35 | 0.53 | 0.13143 | 4 | 8 | 6.5 | 0 | 0 | 0.47 | 0.96 | 45.5 | 8 | 2 | 1.2 | 0 | 0 | 0 | 0 | 0 | 0 | 0 | 0 | 30 | 1 | 0 | 0 | 0 | 1 | 1 | 0.4 | 0.04 | 1.5 | 0.17 | [6 empty] | 11.4846
7222 | Herzberg | 2293 | UeNB | Smurfit Kappa Herzberger Papierfabrik GmbH | BNA1463 | 51.6303 | 10.3373 | Herzberg | DE | BNA1463 | 28491 | 25569 | GAS_ST_EXC_b1983 | GASST83_EXC | NAT_GAS | 28491 | 19.49 | ST_EXC | ST | CHP2 |  |  | 19 | 0.32 | 67.2199 | 0 | 0 | 0 | 0 | 550 | 0 | 35 | 0.31 | 0.16667 | 4 | 4 | 5.847 | 0 | 0 | 0.27 | 0.95 | 120.838 | 3 | 0 | 1.2 | 0 | 0 | 0 | 0 | 0 | 0 | 0 | 0 | 30 | 1 | 0 | 0 | 0 | 1 | 1 | 0.22 | 0.022 | 0.54867 | 0.15 | [6 empty] | 20.962
7223 | Werk Nordstemmen | 2298 | UeNB | Nordzucker AG, Werk Nordstemmen | BNA1498 | 52.1657 | 9.7907 | Nordstemmen | DE | BNA1498 | 25569 | 25569 | GAS_ST_EXC_b1969 | GASST69_EXC | NAT_GAS | 25569 | 30.6 | ST_EXC | ST | CHP2 |  |  | 40 | 0.3 | 41.0444 | 0 | 0 | 0 | 0 | 550 | 0 | 35 | 0.3 | 0.16667 | 4 | 4 | 12.2002 | 0 | 0 | 0.26 | 0.97 | 189.72 | 3 | 0 | 1.53 | 0 | 0 | 0 | 0 | 0 | 0 | 0 | 0 | 30 | 1 | 0 | 0 | 0 | 1 | 1 | 0.1 | 0.01 | 0.39 | 0.15 | [6 empty] | 48.4916
7224 | Werk Clauen Hohenhameln | 2299 | UeNB | Nordzucker AG, Werk Clauen | BNA1499 | 52.2707 | 10.0774 | Hohenhameln | DE | BNA1499 | 36526 | 25569 | GAS_ST_BKP_b1983 | GASST83_BKP | NAT_GAS | 36526 | 15.8 | ST_BKP | ST | CHP1 |  |  | 40 | 0.24 | 21.3133 | 0 | 0 | 0 | 0 | 550 | 0 | 35 | 0.464 | 0.16667 | 4 | 4 | 3.1995 | 0 | 0 | 0.424 | 0.96 | 97.96 | 3 | 0 | 1.53 | 0 | 0 | 0 | 0 | 0 | 0 | 0 | 0 | 30 | 1 | 0 | 0 | 0 | 1 | 1 | 0.22 | 0.022 | 0.7 | [7 empty] | 22.5714
7233 | Heizkraftwerk WestT3 Karlsruhe | 4072 | UeNB | Stadtwerke Karlsruhe GmbH | BNA0515 | 48.9997 | 8.3276 | Karlsruhe | DE | BNA0515 | 30682 | 25569 | COAL_ST_BKP_b1983 | COAL83_BKP | NAT_GAS | 30682 | 33 | ST_BKP | ST | CHP1 |  |  | 42.6 | 0.245 | 23.1741 | 0 | 0 | 0 | 0 | 1400 | 2 | 35 | 0.39 | 0.1619 | 8 | 8 | 7.0004 | 0 | 0 | 0.35 | 0.95 | 204.6 | 5 | 2 | 2 | 0 | 0 | 0 | 0 | 0 | 0 | 0 | 0 | 30 | 1 | 0 | 0 | 0 | 1 | 1 | 0.165 | 0.0165 | 1.08 | [7 empty] | 34.4018
7234 | GuD Anlage WVKGuD Anlage Freiburg | 4073 | UeNB | Solvay Acetow GmbH | BNA0293 | 48.0414 | 7.8317 | Freiburg | DE | BNA0293 | 35796 | 25569 | GAS_GT_CH1_b1999 | GASGT99_BKP | NAT_GAS | 35796 | 40 | GT_CH1 | GT | CHP1 |  |  | 40 | 0.33 | 9.6278 | 0 | 0 | 0 | 0 | 440 | 0 | 35 | 0.35 | 0.22857 | 1 | 1 | 10.0003 | 1 | 0 | 0.31 | 0.96 | 44 | 8 | 0 | 1.2 | 0 | 0 | 0 | 0 | 0 | 0 | 0 | 0 | 30 | 1 | 0 | 0 | 0 | 1 | 1 | 0.68 | 0.068 | 1.1 | [7 empty] | 54.612
7235 | BHKW Obere Viehweide - Tübingen | 4074 | UeNB | Stadtwerke Tübingen GmbH | BNA0957 | 48.4933 | 9.0428 | Tübingen | DE | BNA0957 | 36526 | 25569 | GAS_IC_CH1_f2000 | GASIC22_BKP | NAT_GAS | 36526 | 13.4 | IC_CH1 | IC | CHP1 |  |  | 40 | 0.38 | 2.216 | 0 | 0 | 0 | 0 | 750 | 0 | 35 | 0.36 | 0 | 1 | 1 | 2.7001 | 0 | 0 | 0.32 | 0.92 | 14.74 | 8 | 0 | 1.53 | 0 | 0 | 0 | 0 | 0 | 0 | 0 | 0 | 30 | 1 | 0 | 0 | 0 | 1 | 1 | 0 | 0 | 1.12 | [7 empty] | 12
7236 | Kraftwerk Grenzach-Wyhlen | 4087 | UeNB | KGW - Kraftwerk Grenzach-Wyhlen GmbH | BNA0361 | 47.5537 | 7.6846 | Grenzach-Wyhlen | DE | BNA0361 | 37987 | 25569 | GAS_GT_CH2_f2000 | GASGT22_EXC | NAT_GAS | 37987 | 40 | GT_CH2 | GT | CHP2 |  |  | 40 | 0.35 | 78.9412 | 0 | 0 | 0 | 0 | 440 | 0 | 35 | 0.35 | 0.22857 | 1 | 1 | 7 | 1 | 0 | 0.3 | 0.93 | 44 | 8 | 0 | 1.53 | 0 | 0 | 0 | 0 | 0 | 0 | 0 | 0 | 30 | 1 | 0 | 0 | 0 | 1 | 1 | 0.75 | 0.075 | 0.7 | 0.15 | [6 empty] | 75
7237 | Heizkraftwerk SindelfingenS5 Sammelschienen-HKW | 1260 | BNetzA | Daimler AG | BNA1260 |  |  | Sindelfingen | DE | BNA1260 | 41275 | 25569 | GAS_CC_EXC_f2000 | GASCC22_EXC | NAT_GAS | 41275 | 95 | CC_EXC | CC | CHP2 |  |  | 19 | 0.56 | 317.2321 | 0 | 0 | 0 | 0 | 950 | 0 | 35 | 0.53 | 0.13143 | 4 | 8 | 47.5 | 0 | 0 | 0.47 | 0.96 | 332.5 | 8 | 2 | 1.2 | 0 | 0 | 0 | 0 | 0 | 0 | 0 | 0 | 30 | 1 | 0 | 0 | 0 | 1 | 1 | 0.4 | 0.04 | 1.5 | 0.17 | [6 empty] | 60
7238 | KWKK Heidelberg | 4120 | UeNB | RWE Energiedienstleistungen GmbH | BNA1151 | 49.4166 | 8.6927 | Heidelberg | DE | BNA1151 | 37257 | 25569 | GAS_CC_EXC_f2000 | GASCC22_EXC | NAT_GAS | 37257 | 13.5 | CC_EXC | CC | CHP2 |  |  | 19 | 0.56 | 317.2321 | 0 | 0 | 0 | 0 | 950 | 0 | 35 | 0.53 | 0.13143 | 4 | 8 | 1.9993 | 0 | 0 | 0.47 | 0.96 | 47.25 | 8 | 2 | 1.2 | 0 | 0 | 0 | 0 | 0 | 0 | 0 | 0 | 30 | 1 | 0 | 0 | 0 | 1 | 1 | 0.4 | 0.04 | 1.5 | 0.17 | [6 empty] | 11.9263
7240 | IHKW HeidenheimKessel-Turbine | 4124 | UeNB | Voith Dienstleistungen und Grundstücks GmbH & Co. KG | BNA1292a | 48.667 | 10.1853 | Heidenheim | DE | BNA1292a | 30317 | 25569 | GAS_IC_CH1_b1989 | GASIC89_BKP | NAT_GAS | 30317 | 11 | IC_CH1 | IC | CHP1 |  |  | 40 | 0.32 | 0.25226 | 0 | 0 | 0 | 0 | 750 | 0 | 35 | 0.3 | 0 | 1 | 1 | 5.5 | 0 | 0 | 0.26 | 0.92 | 12.1 | 8 | 0 | 1.53 | 0 | 0 | 0 | 0 | 0 | 0 | 0 | 0 | 30 | 1 | 0 | 0 | 0 | 1 | 1 | 0 | 0 | 1.13 | [7 empty] | 9.7177
7241 | IHKW HeidenheimBHKW-Anlage | 4125 | UeNB | Voith Dienstleistungen und Grundstücks GmbH & Co. KG | BNA1292b | 48.667 | 10.1853 | Heidenheim | DE | BNA1292b | 36526 | 25569 | GAS_CC_EXC_f2000 | GASCC22_EXC | NAT_GAS | 36526 | 15.4 | CC_EXC | CC | CHP2 |  |  | 19 | 0.56 | 317.2321 | 0 | 0 | 0 | 0 | 950 | 0 | 35 | 0.3 | 0.13143 | 4 | 8 | 2.9999 | 0 | 0 | 0.26 | 0.96 | 53.9 | 8 | 2 | 1.2 | 0 | 0 | 0 | 0 | 0 | 0 | 0 | 0 | 30 | 1 | 0 | 0 | 0 | 1 | 1 | 0.4 | 0.04 | 0.52174 | 0.17 | [6 empty] | 13.6048
7243 | HKW PfaffenwaldAnlage 40 Stuttgart | 4137 | UeNB | Universität Stuttgart | BNA1333a | 48.7451 | 9.0898 | Stuttgart | DE | BNA1333a | 32143 | 25569 | GAS_GT_CH1_b1999 | GASGT99_BKP | NAT_GAS | 32143 | 12.1 | GT_CH1 | GT | CHP1 |  |  | 40 | 0.33 | 9.6278 | 0 | 0 | 0 | 0 | 440 | 0 | 35 | 0.3 | 0.22857 | 1 | 1 | 4.0003 | 1 | 0 | 0.26 | 0.96 | 13.31 | 8 | 0 | 1.2 | 0 | 0 | 0 | 0 | 0 | 0 | 0 | 0 | 30 | 1 | 0 | 0 | 0 | 1 | 1 | 0.68 | 0.068 | 0.7 | [7 empty] | 17.2857
7244 | HKW PfaffenwaldBlock 50 Stuttgart | 4138 | UeNB | Universität Stuttgart | BNA1333b | 48.7451 | 9.0898 | Stuttgart | DE | BNA1333b | 25569 | 25569 | OIL_ST_BKP_b1983 | OIL83_BKP | NAT_GAS | 25569 | 11.3 | ST_BKP | ST | CHP1 |  |  | 40 | 0.22 |  |  | 0 |  | 0 | 300 | 0 | 35 | 0.407 | 0 | 1 | 1 | 5.65 | 0 | 0 | 0.367 | 0.94 | 12.43 | 8 | 0 | 1.53 | 0 | 0 | 0 | 0 | 0 | 0 | 0 | 0 | 30 | 1 | 0 | 0 | 0 | 1 | 1 | 0 | 0 | 0.63 | [7 empty] | 17.907
7245 | HKW PfaffenwaldBlock 60 Stuttgart | 4139 | UeNB | Universität Stuttgart | BNA1333c | 48.7451 | 9.0898 | Stuttgart | DE | BNA1333c | 25569 | 25569 | OIL_ST_BKP_b1983 | OIL83_BKP | NAT_GAS | 25569 | 11.5 | ST_BKP | ST | CHP1 |  |  | 40 | 0.22 |  |  | 0 |  | 0 | 300 | 0 | 35 | 0.407 | 0 | 1 | 1 | 5.75 | 0 | 0 | 0.367 | 0.94 | 12.65 | 8 | 0 | 1.53 | 0 | 0 | 0 | 0 | 0 | 0 | 0 | 0 | 30 | 1 | 0 | 0 | 0 | 1 | 1 | 0 | 0 | 0.63 | [7 empty] | 18.224
7246 | Heizkraftwerk Evonik Rheinfelden | 4141 | UeNB | Evonik Degussa GmbH | BNA1408 | 47.5878 | 7.7719 | Rheinfelden | DE | BNA1408 | 29221 | 25569 | GAS_GT_CH2_b1989 | GASGT89_EXC | NAT_GAS | 29221 | 16 | GT_CH2 | GT | CHP2 |  |  | 19 | 0.3 | 10.321 | 0 | 0 | 0 | 0 | 440 | 0 | 35 | 0.3 | 0.22857 | 1 | 1 | 5 | 0 | 0 | 0.24 | 0.92 | 17.6 | 8 | 0 | 1.2 | 0 | 0 | 0 | 0 | 0 | 0 | 0 | 0 | 30 | 1 | 0 | 0 | 0 | 1 | 1 | 0.61 | 0.061 | 0.58 | 0 | [6 empty] | 22.8571
7247 | HKW Freiburg | 4143 | UeNB | Universitätsklinikum Freiburg AdöR | BNA1315 | 48.0056 | 7.8423 | Freiburg | DE | BNA1315 | 36892 | 25569 | GAS_GT_CH1_b1999 | GASGT99_BKP | NAT_GAS | 36892 | 25 | GT_CH1 | GT | CHP1 |  |  | 40 | 0.33 | 9.6278 | 0 | 0 | 0 | 0 | 440 | 0 | 35 | 0.35 | 0.22857 | 1 | 1 | 5 | 1 | 0 | 0.31 | 0.96 | 27.5 | 8 | 0 | 1.2 | 0 | 0 | 0 | 0 | 0 | 0 | 0 | 0 | 30 | 1 | 0 | 0 | 0 | 1 | 1 | 0.68 | 0.068 | 0.63 | [7 empty] | 39.6174
7248 | GuD-Anlage RüsselsheimM120 Rüsselheim | 7011 | UeNB | Adam Opel AG | BNA0857 | 49.9902 | 8.3985 | Rüsselheim | DE | BNA0857 | 36161 | 25569 | GAS_CC_EXC_b1999 | GASCC99_EXC | NAT_GAS | 36161 | 112.1 | CC_EXC | CC | CHP2 |  |  | 19 | 0.52 | 169.1799 | 0 | 0 | 0 | 0 | 950 | 0 | 35 | 0.57 | 0.13143 | 4 | 8 | 33.9999 | 0 | 0 | 0.53 | 0.96 | 392.35 | 8 | 2 | 1.2 | 0 | 0 | 0 | 0 | 0 | 0 | 0 | 0 | 30 | 1 | 0 | 0 | 0 | 1 | 1 | 0.34 | 0.034 | 1.8135 | 0.15 | [6 empty] | 88
7250 | Wi-BiebrichBlock 1 Wiesbaden | 7158 | UeNB | InfraServ GmbH & Co. Wiesbaden KG | BNA1056 | 50.0394 | 8.2422 | Wiesbaden | DE | BNA1056 | 38718 | 25569 | GAS_ST_EXC_f2000 | GASST22_EXC | NAT_GAS | 38718 | 25.015 | ST_EXC | ST | CHP2 |  |  | 40 | 0.4 | 48.9958 | 0 | 0 | 0 | 0 | 550 | 0 | 35 | 0.436 | 0.16667 | 4 | 4 | 9.3006 | 0 | 0 | 0.396 | 0.97 | 155.093 | 3 | 0 | 1.53 | 0 | 0 | 0 | 0 | 0 | 0 | 0 | 0 | 30 | 1 | 0 | 0 | 0 | 1 | 1 | 0.4 | 0.04 | 0.55 | 0.15 | [6 empty] | 39.6411
7257 | AGuD Düsseldorf | 7324 | UeNB | Stadtwerke Düsseldorf AG | BNA0220 | 51.2214 | 6.7311 | Düsseldorf | DE | BNA0220 | 36526 | 25569 | COAL_ST_BKP_b1969 | COAL69_BKP | NAT_GAS | 36526 | 100 | ST_BKP | ST | CHP1 |  |  | 42.6 | 0.23 | 63.3667 | 0 | 0 | 0 | 0 | 1400 | 2 | 35 | 0.339 | 0.1619 | 8 | 8 | 30 | 0 | 0 | 0.299 | 0.94 | 620 | 5 | 2 | 2 | 0 | 0 | 0 | 0 | 0 | 0 | 0 | 0 | 30 | 1 | 0 | 0 | 0 | 1 | 1 | 0.075 | 0.0075 | 1.33 | [7 empty] | 75
7258 | EmslandB1 Lingen | 7332 | UeNB | RWE GENERATION SE | BNA0603 | 52.4742 | 7.3179 | Lingen | DE | BNA0603 | 26665 | 25569 | GAS_GT_CH1_b1983 | GASGT83_BKP | NAT_GAS | 26665 | 116 | GT_CH1 | GT | CHP1 |  |  | 40 | 0.27 | 37.1 | 0 | 0 | 0 | 0 | 440 | 0 | 35 | 0.29 | 0.22857 | 1 | 1 | 17.0056 | 0 | 0 | 0.25 | 0.96 | 127.6 | 8 | 0 | 1.2 | 0 | 0 | 0 | 0 | 0 | 0 | 0 | 0 | 30 | 1 | 0 | 0 | 0 | 1 | 1 | 0.54 | 0.054 | 3.63 | [7 empty] | 32
7259 | EmslandC1 Lingen | 7333 | UeNB | RWE GENERATION SE | BNA0602 | 52.4742 | 7.3179 | Lingen | DE | BNA0602 | 27030 | 25569 | GAS_GT_CH1_b1983 | GASGT83_BKP | NAT_GAS | 27030 | 116 | GT_CH1 | GT | CHP1 |  |  | 40 | 0.27 | 37.1 | 0 | 0 | 0 | 0 | 440 | 0 | 35 | 0.25 | 0.22857 | 1 | 1 | 17.0056 | 0 | 0 | 0.21 | 0.96 | 127.6 | 8 | 0 | 1.2 | 0 | 0 | 0 | 0 | 0 | 0 | 0 | 0 | 30 | 1 | 0 | 0 | 0 | 1 | 1 | 0.54 | 0.054 | 3.63 | [7 empty] | 32
7260 | Heizkraftwerk HafenGuD Münster | 7400 | UeNB | Stadtwerke Münster GmbH | BNA0685 | 51.9665 | 7.6519 | Münster | DE | BNA0685 | 38353 | 25569 | GAS_CC_EXC_f2000 | GASCC22_EXC | NAT_GAS | 38353 | 104.1 | CC_EXC | CC | CHP2 |  |  | 19 | 0.56 | 317.2321 | 0 | 0 | 0 | 0 | 950 | 0 | 35 | 0.53 | 0.13143 | 4 | 8 | 30.0018 | 0 | 0 | 0.47 | 0.96 | 364.35 | 8 | 2 | 1.2 | 0 | 0 | 0 | 0 | 0 | 0 | 0 | 0 | 30 | 1 | 0 | 0 | 0 | 1 | 1 | 0.4 | 0.04 | 1.5 | 0.17 | [6 empty] | 120
7262 | HKW III/B Duisburg | 7601 | UeNB | Stadtwerke Duisburg AG | BNA0214 | 51.4234 | 6.7371 | Duisburg | DE | BNA0214 | 38353 | 25569 | GAS_CC_EXC_f2000 | GASCC22_EXC | NAT_GAS | 38353 | 234 | CC_EXC | CC | CHP2 |  |  | 19 | 0.56 | 317.2321 | 0 | 0 | 0 | 0 | 950 | 0 | 35 | 0.57 | 0.13143 | 4 | 8 | 69.9999 | 0 | 0 | 0.53 | 0.96 | 819 | 8 | 2 | 1.2 | 0 | 0 | 0 | 0 | 0 | 0 | 0 | 0 | 30 | 1 | 0 | 0 | 0 | 1 | 1 | 0.4 | 0.04 | 1.8135 | 0.15 | [6 empty] | 167
7265 | HKW BarmenBlock 1 Wuppertal | 7654 | UeNB | WSW Energie & Wasser AG | BNA1082 | 51.2761 | 7.2057 | Wuppertal | DE | BNA1082 | 38353 | 25569 | GAS_ST_EXC_f2000 | GASST22_EXC | NAT_GAS | 38353 | 82 | ST_EXC | ST | CHP2 |  |  | 40 | 0.4 | 48.9958 | 0 | 0 | 0 | 0 | 550 | 0 | 35 | 0.544 | 0.16667 | 4 | 4 | 25.0018 | 0 | 0 | 0.504 | 0.97 | 508.4 | 3 | 0 | 1.53 | 0 | 0 | 0 | 0 | 0 | 0 | 0 | 0 | 30 | 1 | 0 | 0 | 0 | 1 | 1 | 0.4 | 0.04 | 1.5964 | 0.15 | [6 empty] | 110
7267 | ADS-Anlage Industriepark Höchst | 7679 | UeNB | Infraserv GmbH & Co. Höchst KG | BNA0497 | 50.0913 | 8.5301 | Industriepark Höchst | DE | BNA0497 | 40909 | 25569 | GAS_CC_EXC_f2000 | GASCC22_EXC | NAT_GAS | 40909 | 96.5 | CC_EXC | CC | CHP2 |  |  | 19 | 0.56 | 317.2321 | 0 | 0 | 0 | 0 | 950 | 0 | 35 | 0.53 | 0.13143 | 4 | 8 | 28.9982 | 0 | 0 | 0.47 | 0.96 | 337.75 | 8 | 2 | 1.2 | 0 | 0 | 0 | 0 | 0 | 0 | 0 | 0 | 30 | 1 | 0 | 0 | 0 | 1 | 1 | 0.4 | 0.04 | 1.5 | 0.17 | [6 empty] | 126
7268 | Sasol KraftwerkTG7/8 Moers | 7705 | UeNB | INEOS Solvents Germany GmbH | BNA1332 | 51.4651 | 6.6548 | Moers | DE | BNA1332 | 34700 | 25569 | GAS_ST_EXC_f2000 | GASST22_EXC | NAT_GAS | 34700 | 22.3 | ST_EXC | ST | CHP2 |  |  | 40 | 0.4 | 48.9958 | 0 | 0 | 0 | 0 | 550 | 0 | 35 | 0.4 | 0.16667 | 4 | 4 | 7 | 0 | 0 | 0.36 | 0.97 | 138.26 | 3 | 0 | 1.53 | 0 | 0 | 0 | 0 | 0 | 0 | 0 | 0 | 30 | 1 | 0 | 0 | 0 | 1 | 1 | 0.4 | 0.04 | 0.55 | 0.15 | [6 empty] | 35.3387
7269 | Holthausen Düsseldorf | 7706 | UeNB | Henkel AG & Co.KGaA | BNA1336 | 51.1685 | 6.8198 | Düsseldorf | DE | BNA1336 | 25569 | 25569 | GAS_ST_EXC_b1969 | GASST69_EXC | NAT_GAS | 25569 | 84 | ST_EXC | ST | CHP2 |  |  | 40 | 0.3 | 41.0444 | 0 | 0 | 0 | 0 | 550 | 0 | 35 | 0.26 | 0.16667 | 4 | 4 | 7.9968 | 0 | 0 | 0.22 | 0.97 | 520.8 | 3 | 0 | 1.53 | 0 | 0 | 0 | 0 | 0 | 0 | 0 | 0 | 30 | 1 | 0 | 0 | 0 | 1 | 1 | 0.1 | 0.01 | 0.39 | 0.15 | [6 empty] | 133.1143
7272 | Industriekraftwerk Ludwigshafen | 7718 | UeNB | MVV Energie AG | BNA1196b | 49.4645 | 8.4218 | Ludwigshafen | DE | BNA1196b | 37622 | 25569 | GAS_ST_EXC_f2000 | GASST22_EXC | NAT_GAS | 37622 | 11.96 | ST_EXC | ST | CHP2 |  |  | 40 | 0.4 | 48.9958 | 0 | 0 | 0 | 0 | 550 | 0 | 35 | 0.4 | 0.16667 | 4 | 4 | 5.98 | 0 | 0 | 0.36 | 0.97 | 74.152 | 3 | 0 | 1.53 | 0 | 0 | 0 | 0 | 0 | 0 | 0 | 0 | 30 | 1 | 0 | 0 | 0 | 1 | 1 | 0.4 | 0.04 | 0.55 | 0.15 | [6 empty] | 40
7273 | Annweiler | 7727 | UeNB | Buchmann GmbH | BNA1458 | 49.2302 | 7.9368 | Annweiler | DE | BNA1458 | 27395 | 25569 | GAS_GT_CH2_f2000 | GASGT22_EXC | NAT_GAS | 27395 | 28 | GT_CH2 | GT | CHP2 |  |  | 40 | 0.35 | 78.9412 | 0 | 0 | 0 | 0 | 440 | 0 | 35 | 0.35 | 0.22857 | 1 | 1 | 14 | 1 | 0 | 0.3 | 0.93 | 30.8 | 8 | 0 | 1.53 | 0 | 0 | 0 | 0 | 0 | 0 | 0 | 0 | 30 | 1 | 0 | 0 | 0 | 1 | 1 | 0.75 | 0.075 | 0.7 | 0.15 | [6 empty] | 40
7274 | Gas- u. Dampfturbinenanlage Südraum Saarbrücken | 7728 | UeNB | ZF Friedrichshafen AG | BNA1464 | 49.2226 | 6.9659 | Saarbrücken | DE | BNA1464 | 40909 | 25569 | GAS_GT_CH1_b1983 | GASGT83_BKP | NAT_GAS | 40909 | 38.61 | GT_CH1 | GT | CHP1 |  |  | 40 | 0.27 | 37.1 | 0 | 0 | 0 | 0 | 440 | 0 | 35 | 0.29 | 0.22857 | 1 | 1 | 12 | 0 | 0 | 0.25 | 0.96 | 42.471 | 8 | 0 | 1.2 | 0 | 0 | 0 | 0 | 0 | 0 | 0 | 0 | 30 | 1 | 0 | 0 | 0 | 1 | 1 | 0.54 | 0.054 | 1.14 | [7 empty] | 34
7275 | Heizkraftwerk Krefeld | 7750 | UeNB | SWK ENERGIE GmbH | BNA1502 | 51.3137 | 6.5231 | Krefeld | DE | BNA1502 | 32874 | 25569 | GAS_GT_CH1_b1999 | GASGT99_BKP | NAT_GAS | 32874 | 12.7 | GT_CH1 | GT | CHP1 |  |  | 40 | 0.33 | 9.6278 | 0 | 0 | 0 | 0 | 440 | 0 | 35 | 0.3 | 0.22857 | 1 | 1 | 5 | 1 | 0 | 0.26 | 0.96 | 13.97 | 8 | 0 | 1.2 | 0 | 0 | 0 | 0 | 0 | 0 | 0 | 0 | 30 | 1 | 0 | 0 | 0 | 1 | 1 | 0.68 | 0.068 | 0.93 | [7 empty] | 13.6592
7276 | BHKW H.120 Düsseldorf | 7751 | UeNB | Daimler AG | BNA1503 | 51.2495 | 6.7824 | Düsseldorf | DE | BNA1503 | 40909 | 25569 | GAS_GT_CH2_f2000 | GASGT22_EXC | NAT_GAS | 40909 | 16.9 | GT_CH2 | GT | CHP2 |  |  | 40 | 0.35 | 78.9412 | 0 | 0 | 0 | 0 | 440 | 0 | 35 | 0.26 | 0.22857 | 1 | 1 | 11.7996 | 1 | 0 | 0.22 | 0.93 | 18.59 | 8 | 0 | 1.53 | 0 | 0 | 0 | 0 | 0 | 0 | 0 | 0 | 30 | 1 | 0 | 0 | 0 | 1 | 1 | 0.75 | 0.075 | 0.7 | 0.15 | [6 empty] | 24.1429
7277 | Bad Kreuznach | 7752 | UeNB | Michelin Reifenwerke AG & Co. KGaA Standort Bad Kreuznach | BNA1507 | 49.8287 | 7.8753 | Bad Kreuznach | DE | BNA1507 | 38718 | 25569 | GAS_GT_CH2_f2000 | GASGT22_EXC | NAT_GAS | 38718 | 10.7 | GT_CH2 | GT | CHP2 |  |  | 40 | 0.35 | 78.9412 | 0 | 0 | 0 | 0 | 440 | 0 | 35 | 0.457 | 0.22857 | 1 | 1 | 5.9995 | 1 | 0 | 0.417 | 0.93 | 11.77 | 8 | 0 | 1.53 | 0 | 0 | 0 | 0 | 0 | 0 | 0 | 0 | 30 | 1 | 0 | 0 | 0 | 1 | 1 | 0.75 | 0.075 | 0.7 | 0.15 | [6 empty] | 15.2857
7278 | BP Werk Lingen | 7753 | UeNB | BP Europa SE | BNA1509 | 52.5414 | 7.2815 | Lingen | DE | BNA1509 | 35065 | 25569 | GAS_GT_CH1_b1999 | GASGT99_BKP | NAT_GAS | 35065 | 66 | GT_CH1 | GT | CHP1 |  |  | 40 | 0.33 | 9.6278 | 0 | 0 | 0 | 0 | 440 | 0 | 35 | 0.35 | 0.22857 | 1 | 1 | 26.4 | 1 | 0 | 0.31 | 0.96 | 72.6 | 8 | 0 | 1.2 | 0 | 0 | 0 | 0 | 0 | 0 | 0 | 0 | 30 | 1 | 0 | 0 | 0 | 1 | 1 | 0.68 | 0.068 | 0.93 | [7 empty] | 70.9848
7279 | HKW 1 Werk Offstein Obrigheim | 7756 | UeNB | Südzucker AG Mannheim/Ochsenfurt | BNA1516 | 51.4686 | 6.859 | Obrigheim | DE | BNA1516 | 33604 | 25569 | GAS_GT_CH1_b1999 | GASGT99_BKP | NAT_GAS | 33604 | 30 | GT_CH1 | GT | CHP1 |  |  | 40 | 0.33 | 9.6278 | 0 | 0 | 0 | 0 | 440 | 0 | 35 | 0.3 | 0.22857 | 1 | 1 | 20.001 | 1 | 0 | 0.26 | 0.96 | 33 | 8 | 0 | 1.2 | 0 | 0 | 0 | 0 | 0 | 0 | 0 | 0 | 30 | 1 | 0 | 0 | 0 | 1 | 1 | 0.68 | 0.068 | 0.93 | [7 empty] | 32.2658
7280 | BHKW Woerth | 7758 | UeNB | Daimler AG | BNA1504 |  |  | Woerth | DE | BNA1504 | 41275 | 25569 | GAS_GT_CH2_f2000 | GASGT22_EXC | NAT_GAS | 41275 | 13 | GT_CH2 | GT | CHP2 |  |  | 40 | 0.35 | 78.9412 | 0 | 0 | 0 | 0 | 440 | 0 | 35 | 0.35 | 0.22857 | 1 | 1 | 6.6001 | 1 | 0 | 0.3 | 0.93 | 14.3 | 8 | 0 | 1.53 | 0 | 0 | 0 | 0 | 0 | 0 | 0 | 0 | 30 | 1 | 0 | 0 | 0 | 1 | 1 | 0.75 | 0.075 | 0.7 | 0.15 | [6 empty] | 11.4
7281 | KWK-Anlage Krefeld DTDampfturbine | 7801 | UeNB | Cargill Deutschland GmbH | BNA0556a | 51.3305 | 6.6453 | Krefeld | DE | BNA0556a | 37987 | 25569 | GAS_CC_EXC_f2000 | GASCC22_EXC | NAT_GAS | 37987 | 25.8 | CC_EXC | CC | CHP2 |  |  | 19 | 0.56 | 317.2321 | 0 | 0 | 0 | 0 | 950 | 0 | 35 | 0.31 | 0.13143 | 4 | 8 | 8.0006 | 0 | 0 | 0.27 | 0.96 | 90.3 | 8 | 2 | 1.2 | 0 | 0 | 0 | 0 | 0 | 0 | 0 | 0 | 30 | 1 | 0 | 0 | 0 | 1 | 1 | 0.4 | 0.04 | 1.5 | 0.17 | [6 empty] | 22.7925
7282 | Energiezentrum Mohn Media Gütersloh | 7802 | UeNB | Mohn Media Mohndruck GmbH | BNA0386 | 51.9209 | 8.373 | Gütersloh | DE | BNA0386 | 34335 | 25569 | GAS_GT_CH1_b1999 | GASGT99_BKP | NAT_GAS | 34335 | 25 | GT_CH1 | GT | CHP1 |  |  | 40 | 0.33 | 9.6278 | 0 | 0 | 0 | 0 | 440 | 0 | 35 | 0.3 | 0.22857 | 1 | 1 | 6.9996 | 1 | 0 | 0.26 | 0.96 | 27.5 | 8 | 0 | 1.2 | 0 | 0 | 0 | 0 | 0 | 0 | 0 | 0 | 30 | 1 | 0 | 0 | 0 | 1 | 1 | 0.68 | 0.068 | 0.37 | [7 empty] | 59
7283 | GaskraftwerkGKW Zülpich | 7807 | UeNB | Smurfit Kappa Zülpich Papier GmbH | BNA1094 | 50.7051 | 6.6539 | Zülpich | DE | BNA1094 | 25569 | 25569 | GAS_CC_EXC_b1969 | GASCC69_EXC | NAT_GAS | 25569 | 15.1 | CC_EXC | CC | CHP2 |  |  | 19 | 0.38 | 128.0864 | 0 | 0 | 0 | 0 | 950 | 0 | 35 | 0.38 | 0.13143 | 4 | 8 | 7.55 | 0 | 0 | 0.32 | 0.96 | 52.85 | 8 | 2 | 1.2 | 0 | 0 | 0 | 0 | 0 | 0 | 0 | 0 | 30 | 1 | 0 | 0 | 0 | 1 | 1 | 0.1 | 0.01 | 0.75 | 0.17 | [6 empty] | 13.7216
7284 | HKW 1 Oberhausen | 7808 | UeNB | Energieversorgung Oberhausen AG | BNA0752 | 51.4686 | 6.859 | Obrigheim | DE | BNA0752 | 26299 | 25569 | GAS_ST_EXC_b1969 | GASST69_EXC | NAT_GAS | 26299 | 23.1 | ST_EXC | ST | CHP2 |  |  | 40 | 0.3 | 41.0444 | 0 | 0 | 0 | 0 | 550 | 0 | 35 | 0.29 | 0.16667 | 4 | 4 | 11.55 | 0 | 0 | 0.25 | 0.97 | 143.22 | 3 | 0 | 1.53 | 0 | 0 | 0 | 0 | 0 | 0 | 0 | 0 | 30 | 1 | 0 | 0 | 0 | 1 | 1 | 0.1 | 0.01 | 0.39 | 0.15 | [6 empty] | 36.6064
7286 | EmslandB2 Lingen | 7812 | UeNB | RWE GENERATION SE | BNA0604 | 52.4742 | 7.3179 | Lingen | DE | BNA0604 | 26665 | 25569 | GAS_CC_EXC_b1983 | GASCC83_EXC | NAT_GAS | 26665 | 359 | CC_EXC | CC | CHP2 |  |  | 19 | 0.44 | 128.0864 | 0 | 0 | 0 | 0 | 950 | 0 | 35 | 0.435 | 0.13143 | 4 | 8 | 107.0179 | 0 | 0 | 0.395 | 0.96 | 1256.5 | 8 | 2 | 1.2 | 0 | 0 | 0 | 0 | 0 | 0 | 0 | 0 | 30 | 1 | 0 | 0 | 0 | 1 | 1 | 0.22 | 0.022 | 0.94444 | 0.25 | [6 empty] | 37
7287 | EmslandC2 Lingen | 7813 | UeNB | RWE GENERATION SE | BNA0605 | 52.4742 | 7.3179 | Lingen | DE | BNA0605 | 27030 | 25569 | GAS_CC_EXC_b1983 | GASCC83_EXC | NAT_GAS | 27030 | 359 | CC_EXC | CC | CHP2 |  |  | 19 | 0.44 | 128.0864 | 0 | 0 | 0 | 0 | 950 | 0 | 35 | 0.432 | 0.13143 | 4 | 8 | 107.0179 | 0 | 0 | 0.392 | 0.96 | 1256.5 | 8 | 2 | 1.2 | 0 | 0 | 0 | 0 | 0 | 0 | 0 | 0 | 30 | 1 | 0 | 0 | 0 | 1 | 1 | 0.22 | 0.022 | 0.93157 | 0.25 | [6 empty] | 37
7289 | DortmundKDO | 7822 | UeNB | RWE GENERATION SE | BNA0202 | 51.5186 | 7.5168 | Dortmund | DE | BNA0202 | 37987 | 25569 | GAS_CC_EXC_f2000 | GASCC22_EXC | NAT_GAS | 37987 | 26 | CC_EXC | CC | CHP2 |  |  | 19 | 0.56 | 317.2321 | 0 | 0 | 0 | 0 | 950 | 0 | 35 | 0.31 | 0.13143 | 4 | 8 | 3.9988 | 0 | 0 | 0.27 | 0.96 | 91 | 8 | 2 | 1.2 | 0 | 0 | 0 | 0 | 0 | 0 | 0 | 0 | 30 | 1 | 0 | 0 | 0 | 1 | 1 | 0.4 | 0.04 | 1.5 | 0.17 | [6 empty] | 29.4308
7291 | HKW Römerbrücke Saarbrücken | 7824 | UeNB | Energie SaarLorLux AG | BNA0861a | 49.2306 | 7.042 | Saarbrücken | DE | BNA0861a | 38353 | 25569 | GAS_CC_BKP_f2000 | GASCC22_BKP | NAT_GAS | 38353 | 75 | CC_BKP | CC | CHP1 |  |  | 19 | 0.51 | 148.3583 | 0 | 0 | 0 | 0 | 950 | 0 | 35 | 0.57 | 0.13143 | 4 | 8 | 24 | 0 | 0 | 0.53 | 0.96 | 262.5 | 8 | 2 | 1.2 | 0 | 0 | 0 | 0 | 0 | 0 | 0 | 0 | 30 | 1 | 0 | 0 | 0 | 1 | 1 | 0.4 | 0.04 | 0.4 | [7 empty] | 187
7292 | LauswardGuD Block F Düsseldorf | 7827 | UeNB | Stadtwerke Düsseldorf AG | BNA1817 | 51.2214 | 6.7311 | Düsseldorf | DE | BNA1817 | 42370 | 25569 | GAS_CC_EXC_f2000 | GASCC22_EXC | NAT_GAS | 42370 | 595 | CC_EXC | CC | CHP2 |  |  | 19 | 0.56 | 317.2321 | 0 | 0 | 0 | 0 | 950 | 0 | 35 | 0.26 | 0.13143 | 4 | 8 | 360 | 0 | 0 | 0.22 | 0.96 | 2082.5 | 8 | 2 | 1.2 | 0 | 0 | 0 | 0 | 0 | 0 | 0 | 0 | 30 | 1 | 0 | 0 | 0 | 1 | 1 | 0.4 | 0.04 | 1.5 | 0.17 | [6 empty] | 330
7293 | Heizkraftwerk Hagen-KabelH4/5 | 7829 | UeNB | Mark-E AG | BNA0389 | 51.4111 | 7.4914 | Hagen | DE | BNA0389 | 29221 | 49674 | GAS_CC_EXC_b1983 | GASCC83_EXC | NAT_GAS | 29221 | 230 | CC_EXC | CC | CHP2 |  |  | 19 | 0.44 | 128.0864 | 0 | 0 | 0 | 0 | 950 | 0 | 35 | 0.457 | 0.13143 | 4 | 8 | 69 | 0 | 0 | 0.417 | 0.96 | 805 | 8 | 2 | 1.2 | 0 | 0 | 0 | 0 | 0 | 0 | 0 | 0 | 30 | 1 | 0 | 0 | 0 | 1 | 1 | 0.22 | 0.022 | 1.054 | 0.2 | [6 empty] | 108
7295 | HKW MerkenichGuD Köln | 7837 | UeNB | RheinEnergie AG | BNA0546 | 51.0469 | 6.8776 | Köln | DE | BNA0546 | 37987 | 25569 | GAS_CC_BKP_b1999 | GASCC99_BKP | NAT_GAS | 37987 | 108 | CC_BKP | CC | CHP1 |  |  | 19 | 0.47 | 103.1042 | 0 | 0 | 0 | 0 | 950 | 0 | 35 | 0.57 | 0.13143 | 4 | 8 | 32.0004 | 0 | 0 | 0.53 | 0.96 | 378 | 8 | 2 | 1.2 | 0 | 0 | 0 | 0 | 0 | 0 | 0 | 0 | 30 | 1 | 0 | 0 | 0 | 1 | 1 | 0.34 | 0.034 | 1.8689 | [7 empty] | 80
7296 | Kraftwerk MainzKW3 | 7840 | UeNB | Kraftwerke Mainz-Wiesbaden AG | BNA0626 | 50.0258 | 8.2423 | Mainz | DE | BNA0626 | 36892 | 25569 | GAS_CC_EXC_f2000 | GASCC22_EXC | NAT_GAS | 36892 | 434.2 | CC_EXC | CC | CHP2 |  |  | 19 | 0.56 | 317.2321 | 0 | 0 | 0 | 0 | 950 | 0 | 35 | 0.57 | 0.13143 | 4 | 8 | 119.002 | 0 | 0 | 0.53 | 0.96 | 1519.7 | 8 | 2 | 1.2 | 0 | 0 | 0 | 0 | 0 | 0 | 0 | 0 | 30 | 1 | 0 | 0 | 0 | 1 | 1 | 0.4 | 0.04 | 1.8317 | 0.1 | [6 empty] | 115
7297 | HKW Niehl 2GuD Köln | 7841 | UeNB | RheinEnergie AG | BNA0545 | 50.9749 | 6.988 | Köln | DE | BNA0545 | 38353 | 25569 | GAS_CC_EXC_f2000 | GASCC22_EXC | NAT_GAS | 38353 | 413 | CC_EXC | CC | CHP2 |  |  | 19 | 0.56 | 317.2321 | 0 | 0 | 0 | 0 | 950 | 0 | 35 | 0.57 | 0.13143 | 4 | 8 | 123.9999 | 0 | 0 | 0.53 | 0.96 | 1445.5 | 8 | 2 | 1.2 | 0 | 0 | 0 | 0 | 0 | 0 | 0 | 0 | 30 | 1 | 0 | 0 | 0 | 1 | 1 | 0.4 | 0.04 | 1.8317 | 0.1 | [6 empty] | 370
7298 | HKW Wörth | 7844 | UeNB | Palm Power GmbH & Co. KG | BNA1078 | 49.0362 | 8.1909 | Wörth | DE | BNA1078 | 39448 | 25569 | GAS_GT_CH1_b1999 | GASGT99_BKP | NAT_GAS | 39448 | 59 | GT_CH1 | GT | CHP1 |  |  | 40 | 0.33 | 9.6278 | 0 | 0 | 0 | 0 | 440 | 0 | 35 | 0.35 | 0.22857 | 1 | 1 | 18.0009 | 1 | 0 | 0.31 | 0.96 | 64.9 | 8 | 0 | 1.2 | 0 | 0 | 0 | 0 | 0 | 0 | 0 | 0 | 30 | 1 | 0 | 0 | 0 | 1 | 1 | 0.68 | 0.068 | 1.07 | [7 empty] | 55
7299 | KW Leipheim | 7845 | UeNB | SWU Energie GmbH | BNAP114 | 48.4328 | 10.2313 | Leipheim | DE | BNAP114 | 44197 | 25569 | GAS_CC_EXC_b1969 | GASCC69_EXC | NAT_GAS | 44197 | 600 | CC_EXC | CC | CHP2 |  |  | 19 | 0.38 | 128.0864 | 0 | 0 | 0 | 0 | 950 | 0 | 35 | 0.38 | 0.13143 | 4 | 8 | 179.52 | 0 | 0 | 0.32 | 0.96 | 2100 | 8 | 2 | 1.2 | 0 | 0 | 0 | 0 | 0 | 0 | 0 | 0 | 30 | 1 | 0 | 0 | 0 | 1 | 1 | 0.1 | 0.01 | 0.75 | 0.17 | [6 empty] | 530.0572
7300 | GasturbineGT Augsburg | 7900 | UeNB | Stadtwerke Augsburg Energie GmbH | BNA0033 | 48.3799 | 10.9377 | Augsburg | DE | BNA0033 | 37987 | 25569 | GAS_GT_CH1_f2000 | GASGT22_BKP | NAT_GAS | 37987 | 28.75 | GT_CH1 | GT | CHP1 |  |  | 40 | 0.35 | 22.0667 | 0 | 0 | 0 | 0 | 440 | 0 | 35 | 0.35 | 0.22857 | 1 | 1 | 14.9989 | 1 | 0 | 0.31 | 0.96 | 31.625 | 8 | 0 | 1.53 | 0 | 0 | 0 | 0 | 0 | 0 | 0 | 0 | 30 | 1 | 0 | 0 | 0 | 1 | 1 | 0.75 | 0.075 | 0.7 | [7 empty] | 41.3
7301 | HKW Karcherstr.10 Kaiserslautern | 7905 | UeNB | SWK - Stadtwerke Kaiserslautern | BNA0510a | 49.4389 | 7.7694 | Kaiserslautern | DE | BNA0510a | 32509 | 25569 | GAS_ST_EXC_b1989 | GASST89_EXC | NAT_GAS | 32509 | 11.6 | ST_EXC | ST | CHP2 |  |  | 19 | 0.35 | 57.9505 | 0 | 0 | 0 | 0 | 550 | 0 | 35 | 0.407 | 0.16667 | 4 | 4 | 4.6006 | 0 | 0 | 0.367 | 0.95 | 71.92 | 3 | 0 | 1.2 | 0 | 0 | 0 | 0 | 0 | 0 | 0 | 0 | 30 | 1 | 0 | 0 | 0 | 1 | 1 | 0.28 | 0.028 | 0.47 | 0.15 | [6 empty] | 12
7303 | X-Kraftwerk Leverkusen | 7909 | UeNB | Currenta GmbH & Co. OHG | BNA0600a |  |  | Leverkusen | DE | BNA0600a | 29587 | 25569 | GAS_GT_CH1_b1983 | GASGT83_BKP | NAT_GAS | 29587 | 27 | GT_CH1 | GT | CHP1 |  |  | 40 | 0.27 | 37.1 | 0 | 0 | 0 | 0 | 440 | 0 | 35 | 0.29 | 0.22857 | 1 | 1 | 8.9991 | 0 | 0 | 0.25 | 0.96 | 29.7 | 8 | 0 | 1.2 | 0 | 0 | 0 | 0 | 0 | 0 | 0 | 0 | 30 | 1 | 0 | 0 | 0 | 1 | 1 | 0.54 | 0.054 | 1.43 | [7 empty] | 18.9
7304 | Industriekraftwerk Breuberg | 7916 | UeNB | Industriekraftwerk Breuberg GmbH / Pirelli Deutschland GmbH | BNA1117 | 49.8209 | 9.0415 | Breuberg | DE | BNA1117 | 36161 | 25569 | GAS_CC_EXC_b1999 | GASCC99_EXC | NAT_GAS | 36161 | 11.4 | CC_EXC | CC | CHP2 |  |  | 19 | 0.52 | 169.1799 | 0 | 0 | 0 | 0 | 950 | 0 | 35 | 0.47 | 0.13143 | 4 | 8 | 3.0005 | 0 | 0 | 0.41 | 0.96 | 39.9 | 8 | 2 | 1.2 | 0 | 0 | 0 | 0 | 0 | 0 | 0 | 0 | 30 | 1 | 0 | 0 | 0 | 1 | 1 | 0.34 | 0.034 | 1.25 | 0.17 | [6 empty] | 10.3594
7305 | HKW MerheimGuD Köln | 7917 | UeNB | RheinEnergie AG | BNA1183 | 50.9431 | 7.0852 | Köln | DE | BNA1183 | 36892 | 25569 | GAS_CC_BKP_f2000 | GASCC22_BKP | NAT_GAS | 36892 | 15.8 | CC_BKP | CC | CHP1 |  |  | 19 | 0.51 | 148.3583 | 0 | 0 | 0 | 0 | 950 | 0 | 35 | 0.57 | 0.13143 | 4 | 8 | 5.0007 | 0 | 0 | 0.53 | 0.96 | 55.3 | 8 | 2 | 1.2 | 0 | 0 | 0 | 0 | 0 | 0 | 0 | 0 | 30 | 1 | 0 | 0 | 0 | 1 | 1 | 0.4 | 0.04 | 0.54 | [7 empty] | 29
7306 | GuD LeverkusenErdgas Chempark Leverkusen | 7920 | UeNB | STEAG GmbH | BNAP041 | 51.0117 | 6.9764 | Chempark Leverkusen | DE | BNAP041 | 44562 | 25569 | GAS_CC_EXC_f2000 | GASCC22_EXC | NAT_GAS | 43101 | 574 | CC_EXC | CC | CHP2 |  |  | 19 | 0.56 | 317.2321 | 0 | 0 | 0 | 0 | 950 | 0 | 35 | 0.53 | 0.13143 | 4 | 8 | 273.0001 | 0 | 0 | 0.47 | 0.96 | 2009 | 8 | 2 | 1.2 | 0 | 0 | 0 | 0 | 0 | 0 | 0 | 0 | 30 | 1 | 0 | 0 | 0 | 1 | 1 | 0.4 | 0.04 | 1.5 | 0.17 | [6 empty] | 520.6944
7308 | UPM SchongauHKW 3 | 7922 | UeNB | UPM GmbH | BNA1248b | 47.808 | 10.8984 | Schongau | DE | BNAP002 | 41640 | 25569 | GAS_ST_EXC_f2000 | GASST22_EXC | NAT_GAS | 41640 | 76 | ST_EXC | ST | CHP2 |  |  | 40 | 0.4 | 48.9958 | 0 | 0 | 0 | 0 | 550 | 0 | 35 | 0.4 | 0.16667 | 4 | 4 | 30.002 | 0 | 0 | 0.36 | 0.97 | 471.2 | 3 | 0 | 1.53 | 0 | 0 | 0 | 0 | 0 | 0 | 0 | 0 | 30 | 1 | 0 | 0 | 0 | 1 | 1 | 0.4 | 0.04 | 0.55 | 0.15 | [6 empty] | 75.2869
7309 | HKW Hiltrop Bochum 2 | 7923 | UeNB | Stadtwerke Bochum Holding GmbH | BNA0111 | 51.5136 | 7.2783 | Bochum | DE | BNAP007 | 41640 | 25569 | GAS_GT_CH2_b1983 | GASGT83_EXC | NAT_GAS | 41640 | 44 | GT_CH2 | GT | CHP2 |  |  | 19 | 0.27 | 14.1596 | 0 | 0 | 0 | 0 | 440 | 0 | 35 | 0.29 | 0.22857 | 1 | 1 | 22 | 0 | 0 | 0.25 | 0.92 | 48.4 | 8 | 0 | 1.2 | 0 | 0 | 0 | 0 | 0 | 0 | 0 | 0 | 30 | 1 | 0 | 0 | 0 | 1 | 1 | 0.54 | 0.054 | 0.5 | 0 | [6 empty] | 8.8343
7310 | Egger Kraftwerk BriilonGasturbinen - KWK - Anlage | 7929 | UeNB | Egger Kraftwerk Brilon GmbH | BNA0156b | 51.4085 | 8.5999 | Brilon | DE | BNA0156b | 35065 | 25569 | GAS_GT_CH2_b1999 | GASGT99_EXC | NAT_GAS | 35065 | 13.5 | GT_CH2 | GT | CHP2 |  |  | 40 | 0.33 | 28.3914 | 0 | 0 | 0 | 0 | 440 | 0 | 35 | 0.33 | 0.22857 | 1 | 1 | 4 | 1 | 0 | 0.27 | 0.92 | 14.85 | 8 | 0 | 1.2 | 0 | 0 | 0 | 0 | 0 | 0 | 0 | 0 | 30 | 1 | 0 | 0 | 0 | 1 | 1 | 0.68 | 0.068 | 0.65 | 0 | [6 empty] | 48
7311 | HKW III/A Duisburg | 7930 | UeNB | Stadtwerke Duisburg AG | BNA0213 | 51.384 | 6.7583 | Duisburg | DE | BNA0213 | 37257 | 25569 | GAS_CC_EXC_f2000 | GASCC22_EXC | NAT_GAS | 37257 | 40 | CC_EXC | CC | CHP2 |  |  | 19 | 0.56 | 317.2321 | 0 | 0 | 0 | 0 | 950 | 0 | 35 | 0.53 | 0.13143 | 4 | 8 | 12 | 0 | 0 | 0.47 | 0.96 | 140 | 8 | 2 | 1.2 | 0 | 0 | 0 | 0 | 0 | 0 | 0 | 0 | 30 | 1 | 0 | 0 | 0 | 1 | 1 | 0.4 | 0.04 | 1.5 | 0.17 | [6 empty] | 88
7312 | HeizkraftwerkBlock A Industriepark Höchst | 7931 | UeNB | Infraserv GmbH & Co. Höchst KG | BNA0499 | 50.0913 | 8.5301 | Industriepark Höchst | DE | BNA0499 | 37622 | 25569 | GAS_ST_EXC_f2000 | GASST22_EXC | NAT_GAS | 37622 | 86 | ST_EXC | ST | CHP2 |  |  | 40 | 0.4 | 48.9958 | 0 | 0 | 0 | 0 | 550 | 0 | 35 | 0.4 | 0.16667 | 4 | 4 | 25.9978 | 0 | 0 | 0.36 | 0.97 | 533.2 | 3 | 0 | 1.53 | 0 | 0 | 0 | 0 | 0 | 0 | 0 | 0 | 30 | 1 | 0 | 0 | 0 | 1 | 1 | 0.4 | 0.04 | 0.55 | 0.15 | [6 empty] | 204
7313 | KWK-Anlage Krefeld VMGasmotor (Dieselgenerator) | 7933 | UeNB | Cargill Deutschland GmbH | BNA0556b | 51.3305 | 6.6453 | Krefeld | DE | BNA0556b | 37987 | 25569 | GAS_CC_EXC_f2000 | GASCC22_EXC | NAT_GAS | 37987 | 14 | CC_EXC | CC | CHP2 |  |  | 19 | 0.56 | 317.2321 | 0 | 0 | 0 | 0 | 950 | 0 | 35 | 0.31 | 0.13143 | 4 | 8 | 3.9998 | 0 | 0 | 0.27 | 0.96 | 49 | 8 | 2 | 1.2 | 0 | 0 | 0 | 0 | 0 | 0 | 0 | 0 | 30 | 1 | 0 | 0 | 0 | 1 | 1 | 0.4 | 0.04 | 1.5 | 0.17 | [6 empty] | 12.368
7314 | KW MitteGT 1 Ludwigshafen | 7935 | UeNB | BASF SE | BNA0614a | 49.5137 | 8.4316 | Ludwigshafen | DE | BNA0614a | 33604 | 25569 | GAS_GT_CH1_b1999 | GASGT99_BKP | NAT_GAS | 33604 | 43 | GT_CH1 | GT | CHP1 |  |  | 40 | 0.33 | 9.6278 | 0 | 0 | 0 | 0 | 440 | 0 | 35 | 0.3 | 0.22857 | 1 | 1 | 12.9989 | 1 | 0 | 0.26 | 0.96 | 47.3 | 8 | 0 | 1.2 | 0 | 0 | 0 | 0 | 0 | 0 | 0 | 0 | 30 | 1 | 0 | 0 | 0 | 1 | 1 | 0.68 | 0.068 | 1.1 | [7 empty] | 39.0748
7315 | HKW 2 Oberhausen | 7938 | UeNB | Energieversorgung Oberhausen AG | BNA0753 | 51.4686 | 6.859 | Obrigheim | DE | BNA0753 | 34700 | 25569 | GAS_GT_CH2_f2000 | GASGT22_EXC | NAT_GAS | 34700 | 24.5 | GT_CH2 | GT | CHP2 |  |  | 40 | 0.35 | 78.9412 | 0 | 0 | 0 | 0 | 440 | 0 | 35 | 0.29 | 0.22857 | 1 | 1 | 5.5003 | 1 | 0 | 0.25 | 0.93 | 26.95 | 8 | 0 | 1.53 | 0 | 0 | 0 | 0 | 0 | 0 | 0 | 0 | 30 | 1 | 0 | 0 | 0 | 1 | 1 | 0.75 | 0.075 | 0.7 | 0.15 | [6 empty] | 17.15
7317 | EnergiezentraleGasturbine Castrop-Rauxel | 7942 | UeNB | RÜTGERS InfraTec GmbH | BNA1120 | 51.5781 | 7.2864 | Castrop-Rauxel | DE | BNA1120 | 33239 | 25569 | GAS_GT_CH1_b1999 | GASGT99_BKP | NAT_GAS | 33239 | 10.2 | GT_CH1 | GT | CHP1 |  |  | 40 | 0.33 | 9.6278 | 0 | 0 | 0 | 0 | 440 | 0 | 35 | 0.3 | 0.22857 | 1 | 1 | 2.9998 | 1 | 0 | 0.26 | 0.96 | 11.22 | 8 | 0 | 1.2 | 0 | 0 | 0 | 0 | 0 | 0 | 0 | 0 | 30 | 1 | 0 | 0 | 0 | 1 | 1 | 0.68 | 0.068 | 1.1 | [7 empty] | 9.2689
7318 | HeizkraftwerkGT Darmstadt | 7944 | UeNB | Merck KGaA | BNA1125 | 49.8828 | 8.6287 | Darmstadt | DE | BNA1125 | 36161 | 25569 | GAS_GT_CH1_b1999 | GASGT99_BKP | NAT_GAS | 36161 | 10 | GT_CH1 | GT | CHP1 |  |  | 40 | 0.33 | 9.6278 | 0 | 0 | 0 | 0 | 440 | 0 | 35 | 0.35 | 0.22857 | 1 | 1 | 1.5 | 1 | 0 | 0.31 | 0.96 | 11 | 8 | 0 | 1.2 | 0 | 0 | 0 | 0 | 0 | 0 | 0 | 0 | 30 | 1 | 0 | 0 | 0 | 1 | 1 | 0.68 | 0.068 | 0.7 | [7 empty] | 14.2857
7319 | MT, Düren | 7945 | UeNB | Metsä Tissue GmbH Werk Düren | BNA1131 | 50.8014 | 6.4726 | Düren | DE | BNA1131 | 40544 | 25569 | GAS_ST_EXC_f2000 | GASST22_EXC | NAT_GAS | 40544 | 13.96 | ST_EXC | ST | CHP2 |  |  | 40 | 0.4 | 48.9958 | 0 | 0 | 0 | 0 | 550 | 0 | 35 | 0.374 | 0.16667 | 4 | 4 | 3.9995 | 0 | 0 | 0.334 | 0.97 | 86.552 | 3 | 0 | 1.53 | 0 | 0 | 0 | 0 | 0 | 0 | 0 | 0 | 30 | 1 | 0 | 0 | 0 | 1 | 1 | 0.4 | 0.04 | 0.74651 | 0.15 | [6 empty] | 22.1223
7320 | BHKW an KlinkerwegModule 1, 2 und 3 Erkrath | 7946 | UeNB | Stadtwerke Erkrath GmbH | BNA1138 | 51.2192 | 6.9281 | Erkrath | DE | BNA1138 | 36526 | 25569 | GAS_GT_CH2_f2000 | GASGT22_EXC | NAT_GAS | 36526 | 10.2 | GT_CH2 | GT | CHP2 |  |  | 40 | 0.35 | 78.9412 | 0 | 0 | 0 | 0 | 440 | 0 | 35 | 0.35 | 0.22857 | 1 | 1 | 2.9998 | 1 | 0 | 0.3 | 0.93 | 11.22 | 8 | 0 | 1.53 | 0 | 0 | 0 | 0 | 0 | 0 | 0 | 0 | 30 | 1 | 0 | 0 | 0 | 1 | 1 | 0.75 | 0.075 | 0.7 | 0.15 | [6 empty] | 10.7
7321 | P&L Werk AppeldornLentjes-Kessel Kalkar | 7952 | UeNB | Pfeifer & Langen Kommanditgesellschaft | BNA1165 | 51.7506 | 6.3102 | Kalkar | DE | BNA1165 | 37987 | 25569 | GAS_ST_EXC_f2000 | GASST22_EXC | NAT_GAS | 37987 | 11.4 | ST_EXC | ST | CHP2 |  |  | 40 | 0.4 | 48.9958 | 0 | 0 | 0 | 0 | 550 | 0 | 35 | 0.4 | 0.16667 | 4 | 4 | 3.42 | 0 | 0 | 0.36 | 0.97 | 70.68 | 3 | 0 | 1.53 | 0 | 0 | 0 | 0 | 0 | 0 | 0 | 0 | 30 | 1 | 0 | 0 | 0 | 1 | 1 | 0.4 | 0.04 | 0.55 | 0.15 | [6 empty] | 18.0655
7322 | HKW MerkenichBlock 4 Köln | 7955 | UeNB | RheinEnergie AG | BNA1182 | 51.0469 | 6.8776 | Köln | DE | BNA1182 | 25569 | 25569 | GAS_ST_EXC_b1969 | GASST69_EXC | NAT_GAS | 25569 | 15.5 | ST_EXC | ST | CHP2 |  |  | 40 | 0.3 | 41.0444 | 0 | 0 | 0 | 0 | 550 | 0 | 35 | 0.404 | 0.16667 | 4 | 4 | 7.75 | 0 | 0 | 0.364 | 0.97 | 96.1 | 3 | 0 | 1.53 | 0 | 0 | 0 | 0 | 0 | 0 | 0 | 0 | 30 | 1 | 0 | 0 | 0 | 1 | 1 | 0.1 | 0.01 | 0.39 | 0.15 | [6 empty] | 90
7323 | BHKW Ludwigshafen | 7961 | UeNB | MVV Energie AG | BNA1196a | 49.4645 | 8.4218 | Ludwigshafen | DE | BNA1196a | 39448 | 25569 | GAS_ST_EXC_f2000 | GASST22_EXC | NAT_GAS | 39448 | 12.4562 | ST_EXC | ST | CHP2 |  |  | 40 | 0.4 | 48.9958 | 0 | 0 | 0 | 0 | 550 | 0 | 35 | 0.4 | 0.16667 | 4 | 4 | 2.1001 | 0 | 0 | 0.36 | 0.97 | 77.2283 | 3 | 0 | 1.53 | 0 | 0 | 0 | 0 | 0 | 0 | 0 | 0 | 30 | 1 | 0 | 0 | 0 | 1 | 1 | 0.4 | 0.04 | 0.55 | 0.15 | [6 empty] | 21
7324 | GasturbineD290 Wesseling | 7969 | UeNB | Basell Polyolefine GmbH | BNA1279 | 50.8178 | 6.9807 | Wesseling | DE | BNA1279 | 34700 | 25569 | GAS_GT_CH1_b1999 | GASGT99_BKP | NAT_GAS | 34700 | 51.9 | GT_CH1 | GT | CHP1 |  |  | 40 | 0.33 | 9.6278 | 0 | 0 | 0 | 0 | 440 | 0 | 35 | 0.35 | 0.22857 | 1 | 1 | 10.0011 | 1 | 0 | 0.31 | 0.96 | 57.09 | 8 | 0 | 1.2 | 0 | 0 | 0 | 0 | 0 | 0 | 0 | 0 | 30 | 1 | 0 | 0 | 0 | 1 | 1 | 0.68 | 0.068 | 0.6 | [7 empty] | 86.201
7325 | Co-Generation- Worms | 7970 | UeNB | Grace GmbH & Co. KG | BNA1284 | 49.6269 | 8.3716 | Worms | DE | BNA1284 | 33239 | 25569 | GAS_GT_CH1_b1999 | GASGT99_BKP | NAT_GAS | 33239 | 11.5 | GT_CH1 | GT | CHP1 |  |  | 40 | 0.33 | 9.6278 | 0 | 0 | 0 | 0 | 440 | 0 | 35 | 0.3 | 0.22857 | 1 | 1 | 4.6 | 1 | 0 | 0.26 | 0.96 | 12.65 | 8 | 0 | 1.2 | 0 | 0 | 0 | 0 | 0 | 0 | 0 | 0 | 30 | 1 | 0 | 0 | 0 | 1 | 1 | 0.68 | 0.068 | 0.63 | [7 empty] | 18.224
7326 | Heizkraftwerk Karlstraße Bonn 2 | 7977 | UeNB | Energie- und Wasserversorgung Bonn/Rhein-Sieg GmbH | BNA0117b | 50.7235 | 7.0939 | Bonn | DE | BNA0117b | 41275 | 25569 | GAS_ST_EXC_f2000 | GASST22_EXC | NAT_GAS | 41275 | 95 | ST_EXC | ST | CHP2 |  |  | 40 | 0.4 | 48.9958 | 0 | 0 | 0 | 0 | 550 | 0 | 35 | 0.354 | 0.16667 | 4 | 4 | 29.0035 | 0 | 0 | 0.314 | 0.97 | 589 | 3 | 0 | 1.53 | 0 | 0 | 0 | 0 | 0 | 0 | 0 | 0 | 30 | 1 | 0 | 0 | 0 | 1 | 1 | 0.4 | 0.04 | 0.64165 | 0.3 | [6 empty] | 70
7330 | Kesselhaus Zuckerfabrik Anklam | 8117 | UeNB | Suiker Unie GmbH | BNA0025 | 53.8518 | 13.7096 | Anklam | DE | BNA0025 | 33970 | 25569 | GAS_ST_BKP_b1999 | GASST99_BKP | NAT_GAS | 33970 | 15.1 | ST_BKP | ST | CHP1 |  |  | 40 | 0.27 | 16.2571 | 0 | 0 | 0 | 0 | 550 | 0 | 35 | 0.496 | 0.16667 | 4 | 4 | 1.7999 | 0 | 0 | 0.456 | 0.96 | 93.62 | 3 | 0 | 1.53 | 0 | 0 | 0 | 0 | 0 | 0 | 0 | 0 | 30 | 1 | 0 | 0 | 0 | 1 | 1 | 0.34 | 0.034 | 0.63 | [7 empty] | 23.9289
7331 | HKW "Helmshäger Berg"Gasturbine Greifswald | 8118 | UeNB | Energieerzeugungsgesellschaft Greifswald GmbH | BNA0360 | 54.0894 | 13.3789 | Greifswald | DE | BNA0360 | 35065 | 25569 | GAS_GT_CH2_b1999 | GASGT99_EXC | NAT_GAS | 35065 | 14.7 | GT_CH2 | GT | CHP2 |  |  | 40 | 0.33 | 28.3914 | 0 | 0 | 0 | 0 | 440 | 0 | 35 | 0.36 | 0.22857 | 1 | 1 | 2.9003 | 1 | 0 | 0.32 | 0.92 | 16.17 | 8 | 0 | 1.2 | 0 | 0 | 0 | 0 | 0 | 0 | 0 | 0 | 30 | 1 | 0 | 0 | 0 | 1 | 1 | 0.68 | 0.068 | 0.69903 | 0 | [6 empty] | 27.3
7332 | GuD-HKW Neubrandenburg | 8119 | UeNB | Neubrandenburger Stadtwerke GmbH / VASA Kraftwerkepool GmbH und Co. KG | BNA0688 | 53.5748 | 13.2922 | Neubrandenburg | DE | BNA0688 | 35431 | 25569 | GAS_CC_EXC_b1999 | GASCC99_EXC | NAT_GAS | 35431 | 75 | CC_EXC | CC | CHP2 |  |  | 19 | 0.52 | 169.1799 | 0 | 0 | 0 | 0 | 950 | 0 | 35 | 0.57 | 0.13143 | 4 | 8 | 41.0025 | 0 | 0 | 0.53 | 0.96 | 262.5 | 8 | 2 | 1.2 | 0 | 0 | 0 | 0 | 0 | 0 | 0 | 0 | 30 | 1 | 0 | 0 | 0 | 1 | 1 | 0.34 | 0.034 | 1.25 | 0.17 | [6 empty] | 249
7333 | GuD Marienehe Rostock | 8120 | UeNB | Stadtwerke Rostock AG | BNA0848 | 54.1021 | 12.0448 | Rostock | DE | BNA0848 | 35065 | 25569 | GAS_CC_BKP_b1999 | GASCC99_BKP | NAT_GAS | 35065 | 108 | CC_BKP | CC | CHP1 |  |  | 19 | 0.47 | 103.1042 | 0 | 0 | 0 | 0 | 950 | 0 | 35 | 0.57 | 0.13143 | 4 | 8 | 57.996 | 0 | 0 | 0.53 | 0.96 | 378 | 8 | 2 | 1.2 | 0 | 0 | 0 | 0 | 0 | 0 | 0 | 0 | 30 | 1 | 0 | 0 | 0 | 1 | 1 | 0.34 | 0.034 | 0.9 | [7 empty] | 120
7334 | HKW Schwerin Süd | 8122 | UeNB | Energieversorgung Schwerin GmbH & Co. Erzeugung KG | BNA0896 | 53.6022 | 11.411 | Schwerin | DE | BNA0896 | 34335 | 25569 | GAS_CC_BKP_b1999 | GASCC99_BKP | NAT_GAS | 34335 | 44.9 | CC_BKP | CC | CHP1 |  |  | 19 | 0.47 | 103.1042 | 0 | 0 | 0 | 0 | 950 | 0 | 35 | 0.52 | 0.13143 | 4 | 8 | 17.7984 | 0 | 0 | 0.48 | 0.96 | 157.15 | 8 | 2 | 1.2 | 0 | 0 | 0 | 0 | 0 | 0 | 0 | 0 | 30 | 1 | 0 | 0 | 0 | 1 | 1 | 0.34 | 0.034 | 0.75 | [7 empty] | 60
7335 | HKW Schwerin Lankow | 8123 | UeNB | Energieversorgung Schwerin GmbH & Co. Erzeugung KG | BNA0897 | 53.6518 | 11.3497 | Schwerin | DE | BNA0897 | 34335 | 25569 | GAS_CC_BKP_b1999 | GASCC99_BKP | NAT_GAS | 34335 | 23 | CC_BKP | CC | CHP1 |  |  | 19 | 0.47 | 103.1042 | 0 | 0 | 0 | 0 | 950 | 0 | 35 | 0.52 | 0.13143 | 4 | 8 | 9.2 | 0 | 0 | 0.48 | 0.96 | 80.5 | 8 | 2 | 1.2 | 0 | 0 | 0 | 0 | 0 | 0 | 0 | 0 | 30 | 1 | 0 | 0 | 0 | 1 | 1 | 0.34 | 0.034 | 0.73 | [7 empty] | 31.6
7336 | Industriekraftwerk Greifswald Lubmin | 8128 | UeNB | Industriekraftwerk Greifswald GmbH | BNA1531 | 54.0908 | 13.6142 | Lubmin | DE | BNA1531 | 41640 | 25569 | GAS_GT_CH2_f2000 | GASGT22_EXC | NAT_GAS | 41640 | 37 | GT_CH2 | GT | CHP2 |  |  | 40 | 0.35 | 78.9412 | 0 | 0 | 0 | 0 | 440 | 0 | 35 | 0.35 | 0.22857 | 1 | 1 | 11.0001 | 1 | 0 | 0.3 | 0.93 | 40.7 | 8 | 0 | 1.53 | 0 | 0 | 0 | 0 | 0 | 0 | 0 | 0 | 30 | 1 | 0 | 0 | 0 | 1 | 1 | 0.75 | 0.075 | 0.7 | 0.15 | [6 empty] | 54.5
7337 | GuD Tiefstack Hamburg | 8205 | UeNB | Vattenfall Europe Wärme Aktiengesellschaft | BNA0400 | 53.5292 | 10.1307 | Hamburg | DE | BNA0400 | 39814 | 25569 | GAS_CC_BKP_f2000 | GASCC22_BKP | NAT_GAS | 39814 | 127 | CC_BKP | CC | CHP1 |  |  | 19 | 0.51 | 148.3583 | 0 | 0 | 0 | 0 | 950 | 0 | 35 | 0.57 | 0.13143 | 4 | 8 | 68.9991 | 0 | 0 | 0.53 | 0.96 | 444.5 | 8 | 2 | 1.2 | 0 | 0 | 0 | 0 | 0 | 0 | 0 | 0 | 30 | 1 | 0 | 0 | 0 | 1 | 1 | 0.4 | 0.04 | 0.75 | [7 empty] | 170
7338 | HeizkraftwerkHKW Hamburg | 8206 | UeNB | ADM Hamburg Aktiengesellschaft | BNA0401 | 53.5046 | 9.9737 | Hamburg | DE | BNA0401 | 33604 | 25569 | GAS_GT_CH2_b1989 | GASGT89_EXC | NAT_GAS | 33604 | 22.5 | GT_CH2 | GT | CHP2 |  |  | 19 | 0.3 | 10.321 | 0 | 0 | 0 | 0 | 440 | 0 | 35 | 0.37 | 0.22857 | 1 | 1 | 4.9995 | 0 | 0 | 0.33 | 0.92 | 24.75 | 8 | 0 | 1.2 | 0 | 0 | 0 | 0 | 0 | 0 | 0 | 0 | 30 | 1 | 0 | 0 | 0 | 1 | 1 | 0.61 | 0.061 | 0.58 | 0 | [6 empty] | 37.3704
7344 | HKW Brandenburg | 8337 | UeNB | Stadtwerke Brandenburg an der Havel GmbH | BNA0129 | 52.438 | 12.4993 | Brandenburg | DE | BNA0129 | 35431 | 25569 | GAS_GT_CH1_b1999 | GASGT99_BKP | NAT_GAS | 35431 | 36 | GT_CH1 | GT | CHP1 |  |  | 40 | 0.33 | 9.6278 | 0 | 0 | 0 | 0 | 440 | 0 | 35 | 0.35 | 0.22857 | 1 | 1 | 23.0004 | 1 | 0 | 0.31 | 0.96 | 39.6 | 8 | 0 | 1.2 | 0 | 0 | 0 | 0 | 0 | 0 | 0 | 0 | 30 | 1 | 0 | 0 | 0 | 1 | 1 | 0.68 | 0.068 | 0.45 | [7 empty] | 80
7354 | HKW Potsdam-SüdGesamtanlage | 8358 | UeNB | Energie und Wasser Potsdam GmbH | BNA0814 | 52.3705 | 13.0982 | Potsdam | DE | BNA0814 | 35065 | 25569 | GAS_CC_BKP_b1999 | GASCC99_BKP | NAT_GAS | 35065 | 81.8 | CC_BKP | CC | CHP1 |  |  | 19 | 0.47 | 103.1042 | 0 | 0 | 0 | 0 | 950 | 0 | 35 | 0.52 | 0.13143 | 4 | 8 | 44.0002 | 0 | 0 | 0.48 | 0.96 | 286.3 | 8 | 2 | 1.2 | 0 | 0 | 0 | 0 | 0 | 0 | 0 | 0 | 30 | 1 | 0 | 0 | 0 | 1 | 1 | 0.34 | 0.034 | 0.3 | [7 empty] | 275
7355 | GuD Schwarzheide | 8360 | UeNB | BASF Schwarzheide GmbH | BNA0893 | 51.4828 | 13.857 | Schwarzheide | DE | BNA0893 | 34335 | 25569 | GAS_CC_EXC_b1983 | GASCC83_EXC | NAT_GAS | 34335 | 122 | CC_EXC | CC | CHP2 |  |  | 19 | 0.44 | 128.0864 | 0 | 0 | 0 | 0 | 950 | 0 | 35 | 0.52 | 0.13143 | 4 | 8 | 21.9966 | 0 | 0 | 0.48 | 0.96 | 427 | 8 | 2 | 1.2 | 0 | 0 | 0 | 0 | 0 | 0 | 0 | 0 | 30 | 1 | 0 | 0 | 0 | 1 | 1 | 0.22 | 0.022 | 1.4648 | 0.17 | [6 empty] | 209
7359 | GuD Mitte Berlin | 8410 | UeNB | Vattenfall Europe Wärme AG | BNA0073 | 52.5117 | 13.4209 | Berlin | DE | BNA0073 | 35065 | 25569 | GAS_CC_BKP_b1999 | GASCC99_BKP | NAT_GAS | 35065 | 444 | CC_BKP | CC | CHP1 |  |  | 19 | 0.47 | 103.1042 | 0 | 0 | 0 | 0 | 950 | 0 | 35 | 0.57 | 0.13143 | 4 | 8 | 240.0002 | 0 | 0 | 0.53 | 0.96 | 1554 | 8 | 2 | 1.2 | 0 | 0 | 0 | 0 | 0 | 0 | 0 | 0 | 30 | 1 | 0 | 0 | 0 | 1 | 1 | 0.34 | 0.034 | 0.66 | [7 empty] | 670
7362 | KWK-Anlage Barby- | 8517 | UeNB | Cargill Deutschland GmbH | BNA0051 | 51.9713 | 11.8477 | Barby | DE | BNA0051 | 33970 | 25569 | GAS_GT_CH1_b1999 | GASGT99_BKP | NAT_GAS | 33970 | 18 | GT_CH1 | GT | CHP1 |  |  | 40 | 0.33 | 9.6278 | 0 | 0 | 0 | 0 | 440 | 0 | 35 | 0.3 | 0.22857 | 1 | 1 | 5.0004 | 1 | 0 | 0.26 | 0.96 | 19.8 | 8 | 0 | 1.2 | 0 | 0 | 0 | 0 | 0 | 0 | 0 | 0 | 30 | 1 | 0 | 0 | 0 | 1 | 1 | 0.68 | 0.068 | 0.64 | [7 empty] | 28.3333
7363 | Industriekraftwerk Bernburg (IKB) | 8519 | UeNB | Solvay Chemicals GmbH | BNA0088b | 51.7973 | 11.7466 | Bernburg | DE | BNA0088b | 34335 | 25569 | GAS_CC_BKP_b1999 | GASCC99_BKP | NAT_GAS | 34335 | 35 | CC_BKP | CC | CHP1 |  |  | 19 | 0.47 | 103.1042 | 0 | 0 | 0 | 0 | 950 | 0 | 35 | 0.52 | 0.13143 | 4 | 8 | 10.5 | 0 | 0 | 0.48 | 0.96 | 122.5 | 8 | 2 | 1.2 | 0 | 0 | 0 | 0 | 0 | 0 | 0 | 0 | 30 | 1 | 0 | 0 | 0 | 1 | 1 | 0.34 | 0.034 | 0.28 | [7 empty] | 232
7364 | GuD Bitterfeld | 8520 | UeNB | envia THERM GmbH | BNA0105 | 51.6233 | 12.3571 | Bitterfeld | DE | BNA0105 | 36526 | 25569 | GAS_CC_EXC_f2000 | GASCC22_EXC | NAT_GAS | 36526 | 106 | CC_EXC | CC | CHP2 |  |  | 19 | 0.56 | 317.2321 | 0 | 0 | 0 | 0 | 950 | 0 | 35 | 0.57 | 0.13143 | 4 | 8 | 59.996 | 0 | 0 | 0.53 | 0.96 | 371 | 8 | 2 | 1.2 | 0 | 0 | 0 | 0 | 0 | 0 | 0 | 0 | 30 | 1 | 0 | 0 | 0 | 1 | 1 | 0.4 | 0.04 | 1.8317 | 0.1 | [6 empty] | 110
7365 | HKW Halle TrothaBlock A und B | 8524 | UeNB | EVH GmbH | BNA0392a | 51.4544 | 11.9943 | Halle | DE | BNA0392a | 38353 | 25569 | GAS_CC_EXC_b1999 | GASCC99_EXC | NAT_GAS | 38353 | 97 | CC_EXC | CC | CHP2 |  |  | 19 | 0.52 | 169.1799 | 0 | 0 | 0 | 0 | 950 | 0 | 35 | 0.52 | 0.13143 | 4 | 8 | 38.8 | 0 | 0 | 0.48 | 0.96 | 339.5 | 8 | 2 | 1.2 | 0 | 0 | 0 | 0 | 0 | 0 | 0 | 0 | 30 | 1 | 0 | 0 | 0 | 1 | 1 | 0.34 | 0.034 | 1.4238 | 0.15 | [6 empty] | 55
7366 | HKW Halle TrothaGuD | 8525 | UeNB | Heizkraftwerk Halle-Trotha GmbH | BNA0392b | 51.4544 | 11.9943 | Halle | DE | BNA0392b | 41275 | 25569 | GAS_CC_EXC_b1999 | GASCC99_EXC | NAT_GAS | 41275 | 56.1 | CC_EXC | CC | CHP2 |  |  | 19 | 0.52 | 169.1799 | 0 | 0 | 0 | 0 | 950 | 0 | 35 | 0.52 | 0.13143 | 4 | 8 | 32.0004 | 0 | 0 | 0.48 | 0.96 | 196.35 | 8 | 2 | 1.2 | 0 | 0 | 0 | 0 | 0 | 0 | 0 | 0 | 30 | 1 | 0 | 0 | 0 | 1 | 1 | 0.34 | 0.034 | 1.4238 | 0.15 | [6 empty] | 50
7367 | GuD Leuna | 8528 | UeNB | InfraLeuna GmbH | BNA0592 | 51.3079 | 12.0143 | Leuna | DE | BNA0592 | 35796 | 25569 | GAS_CC_BKP_b1999 | GASCC99_BKP | NAT_GAS | 35796 | 39 | CC_BKP | CC | CHP1 |  |  | 19 | 0.47 | 103.1042 | 0 | 0 | 0 | 0 | 950 | 0 | 35 | 0.57 | 0.13143 | 4 | 8 | 20.9976 | 0 | 0 | 0.53 | 0.96 | 136.5 | 8 | 2 | 1.2 | 0 | 0 | 0 | 0 | 0 | 0 | 0 | 0 | 30 | 1 | 0 | 0 | 0 | 1 | 1 | 0.34 | 0.034 | 0.38 | [7 empty] | 138
7371 | GuD-Ikw Staßfurt | 8540 | UeNB | KWG-Kraftwerksgesellschaft Staßfurt mbH | BNA0922 | 51.8417 | 11.5817 | Staßfurt | DE | BNA0922 | 35065 | 25569 | GAS_CC_BKP_b1999 | GASCC99_BKP | NAT_GAS | 35065 | 100 | CC_BKP | CC | CHP1 |  |  | 19 | 0.47 | 103.1042 | 0 | 0 | 0 | 0 | 950 | 0 | 35 | 0.57 | 0.13143 | 4 | 8 | 51.9999 | 0 | 0 | 0.53 | 0.96 | 350 | 8 | 2 | 1.2 | 0 | 0 | 0 | 0 | 0 | 0 | 0 | 0 | 30 | 1 | 0 | 0 | 0 | 1 | 1 | 0.34 | 0.034 | 0.83 | [7 empty] | 160
7373 | Zielitz | 8545 | UeNB | K+S AG | BNA1089 | 52.2843 | 11.6241 | Zielitz | DE | BNA1089 | 35065 | 25569 | GAS_IC_CH1_b1999 | GASIC99_BKP | NAT_GAS | 35065 | 27 | IC_CH1 | IC | CHP1 |  |  | 40 | 0.35 | 1.0117 | 0 | 0 | 0 | 0 | 750 | 0 | 35 | 0.31 | 0 | 1 | 1 | 8.1 | 0 | 0 | 0.29 | 0.92 | 29.7 | 8 | 0 | 1.53 | 0 | 0 | 0 | 0 | 0 | 0 | 0 | 0 | 30 | 1 | 0 | 0 | 0 | 1 | 1 | 0 | 0 | 6.64 | [7 empty] | 7.8333
7374 | SteinitzGUD | 8552 | UeNB | GDF SUEZ E&P DEUTSCHLAND GMBH | BNA1403 | 52.8012 | 11.2489 | Steinitz | DE | BNA1403 | 34700 | 25569 | GAS_GT_CH1_b1999 | GASGT99_BKP | NAT_GAS | 34700 | 11.35 | GT_CH1 | GT | CHP1 |  |  | 40 | 0.33 | 9.6278 | 0 | 0 | 0 | 0 | 440 | 0 | 35 | 0.3 | 0.22857 | 1 | 1 | 2.9998 | 1 | 0 | 0.26 | 0.96 | 12.485 | 8 | 0 | 1.2 | 0 | 0 | 0 | 0 | 0 | 0 | 0 | 0 | 30 | 1 | 0 | 0 | 0 | 1 | 1 | 0.68 | 0.068 | 1.13 | [7 empty] | 10.0269
7375 | Heizkraftwerk Stendal | 8566 | UeNB | VASA Kraftwerke-Pool GmbH & Co. KG | BNA1489 | 52.614 | 11.8759 | Stendal | DE | BNA1489 | 34335 | 25569 | GAS_IC_CH1_b1999 | GASIC99_BKP | NAT_GAS | 34335 | 22 | IC_CH1 | IC | CHP1 |  |  | 40 | 0.35 | 1.0117 | 0 | 0 | 0 | 0 | 750 | 0 | 35 | 0.31 | 0 | 1 | 1 | 3.9996 | 0 | 0 | 0.27 | 0.92 | 24.2 | 8 | 0 | 1.53 | 0 | 0 | 0 | 0 | 0 | 0 | 0 | 0 | 30 | 1 | 0 | 0 | 0 | 1 | 1 | 0 | 0 | 0.9 | [7 empty] | 24.4
7376 | Werk Klein Wanzleben | 8567 | UeNB | Nordzucker AG, Werk Klein Wanzleben | BNA1506 | 52.0658 | 11.421 | Klein Wanzleben | DE | BNA1506 | 34335 | 25569 | GAS_ST_EXC_b1989 | GASST89_EXC | NAT_GAS | 34335 | 23.4 | ST_EXC | ST | CHP2 |  |  | 19 | 0.35 | 57.9505 | 0 | 0 | 0 | 0 | 550 | 0 | 35 | 0.31 | 0.16667 | 4 | 4 | 9.3998 | 0 | 0 | 0.27 | 0.95 | 145.08 | 3 | 0 | 1.2 | 0 | 0 | 0 | 0 | 0 | 0 | 0 | 0 | 30 | 1 | 0 | 0 | 0 | 1 | 1 | 0.28 | 0.028 | 0.57 | 0.15 | [6 empty] | 25.1673
7377 | HKW Chemnitz Nord IIBlock A | 8629 | UeNB | eins energie in sachsen GmbH & Co. KG | BNA0178 |  |  | Chemnitz | DE | BNA0178 | 31413 | 25569 | LIGN_ST_BKP | LIGN83_BKP | NAT_GAS | 31413 | 57.2 | ST_BKP | ST | CHP1 |  |  | 52.4 | 0.22 | 17.8042 | 0 | 0 | 0 | 0 | 2300 | 5 | 35 | 0.377 | 0.1619 | 8 | 8 | 8.9976 | 0 | 0 | 0.337 | 0.96 | 286 | 5 | 5 | 1.6 | 0 | 0 | 0 | 0 | 0 | 0 | 0 | 0 | 30 | 1 | 0 | 0 | 0 | 1 | 1 | 0.2 | 0.02 | 0.35 | [7 empty] | 165
7378 | HKW Dresden-Nossener Brücke (3 GT + 1 DT, Sammel | 8631 | UeNB | DREWAG Stadtwerke Dresden GmbH | BNA0207 | 51.0422 | 13.7088 | Dresden | DE | BNA0207 | 34700 | 25569 | GAS_CC_EXC_b1999 | GASCC99_EXC | NAT_GAS | 34700 | 250 | CC_EXC | CC | CHP2 |  |  | 19 | 0.52 | 169.1799 | 0 | 0 | 0 | 0 | 950 | 0 | 35 | 0.52 | 0.13143 | 4 | 8 | 135 | 0 | 0 | 0.48 | 0.96 | 875 | 8 | 2 | 1.2 | 0 | 0 | 0 | 0 | 0 | 0 | 0 | 0 | 30 | 1 | 0 | 0 | 0 | 1 | 1 | 0.34 | 0.034 | 1.4238 | 0.15 | [6 empty] | 480
7379 | Kombikraftwerk Eilenburg | 8632 | UeNB | Stora Enso Sachsen GmbH | BNA0233 | 51.4958 | 12.6861 | Eilenburg | DE | BNA0233 | 33970 | 25569 | GAS_CC_BKP_b1999 | GASCC99_BKP | NAT_GAS | 33970 | 46.6 | CC_BKP | CC | CHP1 |  |  | 19 | 0.47 | 103.1042 | 0 | 0 | 0 | 0 | 950 | 0 | 35 | 0.52 | 0.13143 | 4 | 8 | 25.9981 | 0 | 0 | 0.48 | 0.96 | 163.1 | 8 | 2 | 1.2 | 0 | 0 | 0 | 0 | 0 | 0 | 0 | 0 | 30 | 1 | 0 | 0 | 0 | 1 | 1 | 0.34 | 0.034 | 1.17 | [7 empty] | 40
7380 | Heizkraftwerk Leipzig-Nord | 8634 | UeNB | Stadtwerke Leipzig GmbH | BNA0588 | 51.3532 | 12.3615 | Leipzig | DE | BNA0588 | 35065 | 25569 | GAS_CC_BKP_b1999 | GASCC99_BKP | NAT_GAS | 35065 | 167 | CC_BKP | CC | CHP1 |  |  | 19 | 0.47 | 103.1042 | 0 | 0 | 0 | 0 | 950 | 0 | 35 | 0.52 | 0.13143 | 4 | 8 | 123.9975 | 0 | 0 | 0.5 | 0.96 | 584.5 | 8 | 2 | 1.2 | 0 | 0 | 0 | 0 | 0 | 0 | 0 | 0 | 30 | 1 | 0 | 0 | 0 | 1 | 1 | 0.34 | 0.034 | 0.84 | [7 empty] | 200
7381 | K&N PFK AG EVGT / GDT Kriebstein | 8644 | UeNB | Kübler & Niethammer Papierfabrik Kriebstein AG | BNA1329 | 50.9887 | 12.9853 | Kriebstein | DE | BNA1329 | 33970 | 25569 | GAS_GT_CH1_b1999 | GASGT99_BKP | NAT_GAS | 33970 | 12.75 | GT_CH1 | GT | CHP1 |  |  | 40 | 0.33 | 9.6278 | 0 | 0 | 0 | 0 | 440 | 0 | 35 | 0.3 | 0.22857 | 1 | 1 | 3.0001 | 1 | 0 | 0.26 | 0.96 | 14.025 | 8 | 0 | 1.2 | 0 | 0 | 0 | 0 | 0 | 0 | 0 | 0 | 30 | 1 | 0 | 0 | 0 | 1 | 1 | 0.68 | 0.068 | 0.6 | [7 empty] | 21.1765
7382 | EVC / GLOBALFOUNDRIESEVC I Moritzburg | 8645 | UeNB | Energieversorgungscenter Dresden-Wilschdorf GmbH & Co. KG | BNA1396 | 51.1644 | 13.6881 | Moritzburg | DE | BNA1396 | 35796 | 25569 | GAS_ST_EXC_b1999 | GASST99_EXC | NAT_GAS | 35796 | 34.7 | ST_EXC | ST | CHP2 |  |  | 40 | 0.36 | 13.7623 | 0 | 0 | 0 | 0 | 550 | 0 | 35 | 0.36 | 0.16667 | 4 | 4 | 10.0005 | 0 | 0 | 0.32 | 0.96 | 215.14 | 3 | 0 | 1.53 | 0 | 0 | 0 | 0 | 0 | 0 | 0 | 0 | 30 | 1 | 0 | 0 | 0 | 1 | 1 | 0.34 | 0.034 | 0.48 | 0.15 | [6 empty] | 62.1
7383 | STW Weißenborn | 8647 | UeNB | Schoeller Technocell GmbH & Co. KG | BNA1407 | 50.9098 | 13.3505 | Weißenborn | DE | BNA1407 | 39083 | 25569 | GAS_ST_EXC_f2000 | GASST22_EXC | NAT_GAS | 39083 | 13.5 | ST_EXC | ST | CHP2 |  |  | 40 | 0.4 | 48.9958 | 0 | 0 | 0 | 0 | 550 | 0 | 35 | 0.4 | 0.16667 | 4 | 4 | 4 | 0 | 0 | 0.36 | 0.97 | 83.7 | 3 | 0 | 1.53 | 0 | 0 | 0 | 0 | 0 | 0 | 0 | 0 | 30 | 1 | 0 | 0 | 0 | 1 | 1 | 0.4 | 0.04 | 0.55 | 0.15 | [6 empty] | 14.5196
7384 | GuD-Heizkraftwerk Leppersdorf | 8648 | UeNB | Sachsenmilch Leppersdorf GmbH | BNA1556 | 51.1322 | 13.9175 | Leppersdorf | DE | BNA1556 | 41640 | 25569 | GAS_CC_EXC_f2000 | GASCC22_EXC | NAT_GAS | 41640 | 35 | CC_EXC | CC | CHP2 |  |  | 19 | 0.56 | 317.2321 | 0 | 0 | 0 | 0 | 950 | 0 | 35 | 0.53 | 0.13143 | 4 | 8 | 11.0005 | 0 | 0 | 0.47 | 0.96 | 122.5 | 8 | 2 | 1.2 | 0 | 0 | 0 | 0 | 0 | 0 | 0 | 0 | 30 | 1 | 0 | 0 | 0 | 1 | 1 | 0.4 | 0.04 | 1.5 | 0.17 | [6 empty] | 31.8051
7386 | HKW Erfurt-Ost 1 | 8713 | UeNB | SWE Energie GmbH | BNA0256a | 51.0255 | 11.028 | Erfurt | DE | BNA0256a | 36526 | 25569 | GAS_CC_BKP_b1999 | GASCC99_BKP | NAT_GAS | 36526 | 76.5 | CC_BKP | CC | CHP1 |  |  | 19 | 0.47 | 103.1042 | 0 | 0 | 0 | 0 | 950 | 0 | 35 | 0.57 | 0.13143 | 4 | 8 | 41.9985 | 0 | 0 | 0.53 | 0.96 | 267.75 | 8 | 2 | 1.2 | 0 | 0 | 0 | 0 | 0 | 0 | 0 | 0 | 30 | 1 | 0 | 0 | 0 | 1 | 1 | 0.34 | 0.034 | 0.34 | [7 empty] | 224
7388 | HKW Jena | 8729 | UeNB | Thüringer Energie AG | BNA0504 | 50.9235 | 11.6152 | Jena | DE | BNA0504 | 35065 | 25569 | GAS_CC_EXC_b1999 | GASCC99_EXC | NAT_GAS | 35065 | 182 | CC_EXC | CC | CHP2 |  |  | 19 | 0.52 | 169.1799 | 0 | 0 | 0 | 0 | 950 | 0 | 35 | 0.57 | 0.13143 | 4 | 8 | 45.0086 | 0 | 0 | 0.53 | 0.96 | 637 | 8 | 2 | 1.2 | 0 | 0 | 0 | 0 | 0 | 0 | 0 | 0 | 30 | 1 | 0 | 0 | 0 | 1 | 1 | 0.34 | 0.034 | 1.8135 | 0.15 | [6 empty] | 225
7389 | HKW Schwarza Rudolstadt | 8731 | UeNB | Energie- und Medienversorgung Schwarza GmbH | BNA0856 | 50.7554 | 11.3478 | Rudolstadt | DE | BNA0856 | 39448 | 25569 | GAS_CC_EXC_f2000 | GASCC22_EXC | NAT_GAS | 39448 | 26.5 | CC_EXC | CC | CHP2 |  |  | 19 | 0.56 | 317.2321 | 0 | 0 | 0 | 0 | 950 | 0 | 35 | 0.53 | 0.13143 | 4 | 8 | 10.6 | 0 | 0 | 0.47 | 0.96 | 92.75 | 8 | 2 | 1.2 | 0 | 0 | 0 | 0 | 0 | 0 | 0 | 0 | 30 | 1 | 0 | 0 | 0 | 1 | 1 | 0.4 | 0.04 | 1.5 | 0.17 | [6 empty] | 23.4109
7390 | HKW Bad Salzungen | 8734 | UeNB | Thüringer Energie AG | BNA1105 | 50.8272 | 10.2532 | Bad Salzungen | DE | BNA1105 | 34335 | 25569 | GAS_GT_CH2_b1989 | GASGT89_EXC | NAT_GAS | 34335 | 10 | GT_CH2 | GT | CHP2 |  |  | 19 | 0.3 | 10.321 | 0 | 0 | 0 | 0 | 440 | 0 | 35 | 0.3 | 0.22857 | 1 | 1 | 3 | 0 | 0 | 0.24 | 0.92 | 11 | 8 | 0 | 1.2 | 0 | 0 | 0 | 0 | 0 | 0 | 0 | 0 | 30 | 1 | 0 | 0 | 0 | 1 | 1 | 0.61 | 0.061 | 0.58 | 0 | [6 empty] | 57
7391 | HKW Bohrhügel Suhl | 8735 | UeNB | Stadtwerke Suhl/Zella-Mehlis GmbH | BNA1264 | 50.6385 | 10.7356 | Suhl | DE | BNA1264 | 34700 | 25569 | GAS_GT_CH2_f2000 | GASGT22_EXC | NAT_GAS | 34700 | 13.5 | GT_CH2 | GT | CHP2 |  |  | 40 | 0.35 | 78.9412 | 0 | 0 | 0 | 0 | 440 | 0 | 35 | 0.35 | 0.22857 | 1 | 1 | 4 | 1 | 0 | 0.3 | 0.93 | 14.85 | 8 | 0 | 1.53 | 0 | 0 | 0 | 0 | 0 | 0 | 0 | 0 | 30 | 1 | 0 | 0 | 0 | 1 | 1 | 0.75 | 0.075 | 0.7 | 0.15 | [6 empty] | 22.4222
7392 | Unterbreizbach | 8736 | UeNB | K+S AG | BNA1271 | 50.7991 | 9.9872 | Unterbreizbach | DE | BNA1271 | 25569 | 25569 | GAS_ST_EXC_b1969 | GASST69_EXC | NAT_GAS | 25569 | 20 | ST_EXC | ST | CHP2 |  |  | 40 | 0.3 | 41.0444 | 0 | 0 | 0 | 0 | 550 | 0 | 35 | 0.35 | 0.16667 | 4 | 4 | 16.8 | 0 | 0 | 0.31 | 0.97 | 124 | 3 | 0 | 1.53 | 0 | 0 | 0 | 0 | 0 | 0 | 0 | 0 | 30 | 1 | 0 | 0 | 0 | 1 | 1 | 0.1 | 0.01 | 0.6 | 0.15 | [6 empty] | 7.8333
7393 | HKW Erfurt-Ost 2 | 8738 | UeNB | SWE Energie GmbH | BNA0256b | 51.0255 | 11.028 | Erfurt | DE | BNA0256b | 41640 | 25569 | GAS_ST_EXC_f2000 | GASST22_EXC | NAT_GAS | 41640 | 32.6 | ST_EXC | ST | CHP2 |  |  | 40 | 0.4 | 48.9958 | 0 | 0 | 0 | 0 | 550 | 0 | 35 | 0.57 | 0.16667 | 4 | 4 | 9.9984 | 0 | 0 | 0.53 | 0.97 | 202.12 | 3 | 0 | 1.53 | 0 | 0 | 0 | 0 | 0 | 0 | 0 | 0 | 30 | 1 | 0 | 0 | 0 | 1 | 1 | 0.4 | 0.04 | 1.8689 | 0.15 | [6 empty] | 40
7394 | HKW Wiesengrund Eisenach | 8747 | UeNB | ENAG/Maingas Energieanlagen GmbH | BNA1505 | 50.9908 | 10.3016 | Eisenach | DE | BNA1505 | 33970 | 25569 | GAS_ST_BKP_b1999 | GASST99_BKP | NAT_GAS | 33970 | 22.1 | ST_BKP | ST | CHP1 |  |  | 40 | 0.27 | 16.2571 | 0 | 0 | 0 | 0 | 550 | 0 | 35 | 0.496 | 0.16667 | 4 | 4 | 4.999 | 0 | 0 | 0.456 | 0.96 | 137.02 | 3 | 0 | 1.53 | 0 | 0 | 0 | 0 | 0 | 0 | 0 | 0 | 30 | 1 | 0 | 0 | 0 | 1 | 1 | 0.34 | 0.034 | 0.28 | [7 empty] | 79.5
7396 | Süd DT11 München | 207520 | UeNB | SWM Services GmbH | BNA0683a | 48.1173 | 11.5472 | München | DE | BNA0683a | 29221 | 25569 | GAS_CC_EXC_b1983 | GASCC83_EXC | NAT_GAS | 29221 | 79.7 | CC_EXC | CC | CHP2 |  |  | 19 | 0.44 | 128.0864 | 0 | 0 | 0 | 0 | 950 | 0 | 35 | 0.46 | 0.13143 | 4 | 8 | 19.9967 | 0 | 0 | 0.42 | 0.96 | 278.95 | 8 | 2 | 1.2 | 0 | 0 | 0 | 0 | 0 | 0 | 0 | 0 | 30 | 1 | 0 | 0 | 0 | 1 | 1 | 0.22 | 0.022 | 1.0686 | 0.2 | [6 empty] | 176.8
7397 | Süd GT31 München | 207522 | UeNB | SWM Services GmbH | BNA0683b | 48.1173 | 11.5472 | München | DE | BNA0683b | 29221 | 25569 | GAS_CC_EXC_b1983 | GASCC83_EXC | NAT_GAS | 29221 | 97.9 | CC_EXC | CC | CHP2 |  |  | 19 | 0.44 | 128.0864 | 0 | 0 | 0 | 0 | 950 | 0 | 35 | 0.46 | 0.13143 | 4 | 8 | 28.998 | 0 | 0 | 0.42 | 0.96 | 342.65 | 8 | 2 | 1.2 | 0 | 0 | 0 | 0 | 0 | 0 | 0 | 0 | 30 | 1 | 0 | 0 | 0 | 1 | 1 | 0.22 | 0.022 | 1.0686 | 0.2 | [6 empty] | 176.8
7398 | Süd GT21 München | 207523 | UeNB | SWM Services GmbH | BNA0683c | 48.1173 | 11.5472 | München | DE | BNA0683c | 29221 | 25569 | GAS_CC_EXC_b1983 | GASCC83_EXC | NAT_GAS | 29221 | 97.9 | CC_EXC | CC | CHP2 |  |  | 19 | 0.44 | 128.0864 | 0 | 0 | 0 | 0 | 950 | 0 | 35 | 0.46 | 0.13143 | 4 | 8 | 28.998 | 0 | 0 | 0.42 | 0.96 | 342.65 | 8 | 2 | 1.2 | 0 | 0 | 0 | 0 | 0 | 0 | 0 | 0 | 30 | 1 | 0 | 0 | 0 | 1 | 1 | 0.22 | 0.022 | 1.0686 | 0.2 | [6 empty] | 184.2
7399 | Süd DT602 München | 207814 | UeNB | SWM Services GmbH | BNA0684c | 48.1173 | 11.5472 | München | DE | BNA0684c | 37987 | 25569 | GAS_CC_EXC_f2000 | GASCC22_EXC | NAT_GAS | 37987 | 127.6 | CC_EXC | CC | CHP2 |  |  | 19 | 0.56 | 317.2321 | 0 | 0 | 0 | 0 | 950 | 0 | 35 | 0.53 | 0.13143 | 4 | 8 | 63.8 | 0 | 0 | 0.47 | 0.96 | 446.6 | 8 | 2 | 1.2 | 0 | 0 | 0 | 0 | 0 | 0 | 0 | 0 | 30 | 1 | 0 | 0 | 0 | 1 | 1 | 0.4 | 0.04 | 1.5 | 0.17 | [6 empty] | 181.1
7400 | Süd GT 602 München | 207824 | UeNB | SWM Services GmbH | BNA0684a | 48.1173 | 11.5472 | München | DE | BNA0684a | 37987 | 25569 | GAS_CC_EXC_f2000 | GASCC22_EXC | NAT_GAS | 37987 | 124.9 | CC_EXC | CC | CHP2 |  |  | 19 | 0.56 | 317.2321 | 0 | 0 | 0 | 0 | 950 | 0 | 35 | 0.57 | 0.13143 | 4 | 8 | 62.45 | 0 | 0 | 0.53 | 0.96 | 437.15 | 8 | 2 | 1.2 | 0 | 0 | 0 | 0 | 0 | 0 | 0 | 0 | 30 | 1 | 0 | 0 | 0 | 1 | 1 | 0.4 | 0.04 | 1.8317 | 0.1 | [6 empty] | 184.2
7401 | Süd GT 622 München | 207825 | UeNB | SWM Services GmbH | BNA0684b | 48.1173 | 11.5472 | München | DE | BNA0684b | 37987 | 25569 | GAS_CC_EXC_f2000 | GASCC22_EXC | NAT_GAS | 37987 | 123.9 | CC_EXC | CC | CHP2 |  |  | 19 | 0.56 | 317.2321 | 0 | 0 | 0 | 0 | 950 | 0 | 35 | 0.57 | 0.13143 | 4 | 8 | 61.95 | 0 | 0 | 0.53 | 0.96 | 433.65 | 8 | 2 | 1.2 | 0 | 0 | 0 | 0 | 0 | 0 | 0 | 0 | 30 | 1 | 0 | 0 | 0 | 1 | 1 | 0.4 | 0.04 | 1.8317 | 0.1 | [6 empty] | 110.2
7403 | Kraftwerk 3 Fulda | 229712 | UeNB | Papierfabrik Adolf Jass Schwarza GmbH | BNA1492a | 50.5935 | 9.6801 | Fulda | DE | BNA1492a | 32874 | 25569 | GAS_ST_EXC_b1989 | GASST89_EXC | NAT_GAS | 32874 | 26.2 | ST_EXC | ST | CHP2 |  |  | 19 | 0.35 | 57.9505 | 0 | 0 | 0 | 0 | 550 | 0 | 35 | 0.46 | 0.16667 | 4 | 4 | 10.3988 | 0 | 0 | 0.42 | 0.95 | 162.44 | 3 | 0 | 1.2 | 0 | 0 | 0 | 0 | 0 | 0 | 0 | 0 | 30 | 1 | 0 | 0 | 0 | 1 | 1 | 0.28 | 0.028 | 0.47 | 0.15 | [6 empty] | 28.1788
7404 | Kraftwerk IIIBlock 311 Marl | 709215 | UeNB | Evonik Degussa GmbH | BNA0658 | 51.6879 | 7.116 | Marl | DE | BNA0658 | 26665 | 25569 | GAS_GT_CH2_b1983 | GASGT83_EXC | NAT_GAS | 26665 | 61.13 | GT_CH2 | GT | CHP2 |  |  | 19 | 0.27 | 14.1596 | 0 | 0 | 0 | 0 | 440 | 0 | 35 | 0.25 | 0.22857 | 1 | 1 | 18.0028 | 0 | 0 | 0.21 | 0.92 | 67.243 | 8 | 0 | 1.2 | 0 | 0 | 0 | 0 | 0 | 0 | 0 | 0 | 30 | 1 | 0 | 0 | 0 | 1 | 1 | 0.54 | 0.054 | 0.5 | 0 | [6 empty] | 195
7405 | Kraftwerk IIIBlock 312 Marl | 709219 | UeNB | Evonik Degussa GmbH | BNA0659 | 51.6879 | 7.116 | Marl | DE | BNA0659 | 27030 | 25569 | GAS_GT_CH2_b1983 | GASGT83_EXC | NAT_GAS | 27030 | 77.57 | GT_CH2 | GT | CHP2 |  |  | 19 | 0.27 | 14.1596 | 0 | 0 | 0 | 0 | 440 | 0 | 35 | 0.25 | 0.22857 | 1 | 1 | 22.9995 | 0 | 0 | 0.21 | 0.92 | 85.327 | 8 | 0 | 1.2 | 0 | 0 | 0 | 0 | 0 | 0 | 0 | 0 | 30 | 1 | 0 | 0 | 0 | 1 | 1 | 0.54 | 0.054 | 0.5 | 0 | [6 empty] | 195
7406 | Niehl IIIaNiehl III Köln | 730744 | UeNB | RheinEnergie AG | BNA1818 | 50.9749 | 6.988 | Köln | DE | BNA1818 | 42370 | 25569 | GAS_CC_EXC_f2000 | GASCC22_EXC | NAT_GAS | 42370 | 459.9 | CC_EXC | CC | CHP2 |  |  | 19 | 0.56 | 317.2321 | 0 | 0 | 0 | 0 | 950 | 0 | 35 | 0.404 | 0.13143 | 4 | 8 | 135.0042 | 0 | 0 | 0.364 | 0.96 | 1609.65 | 8 | 2 | 1.2 | 0 | 0 | 0 | 0 | 0 | 0 | 0 | 0 | 30 | 1 | 0 | 0 | 0 | 1 | 1 | 0.4 | 0.04 | 1.5 | 0.17 | [6 empty] | 405.2874
7408 | Block E GTE2 Düsseldorf | 731916 | UeNB | Stadtwerke Düsseldorf AG | BNA0221a | 51.2057 | 6.7463 | Düsseldorf | DE | BNA0221a | 27030 | 25569 | GAS_CC_EXC_b1969 | GASCC69_EXC | NAT_GAS | 27030 | 64.7 | CC_EXC | CC | CHP2 |  |  | 19 | 0.38 | 128.0864 | 0 | 0 | 0 | 0 | 950 | 0 | 35 | 0.26 | 0.13143 | 4 | 8 | 25.9 | 0 | 0 | 0.22 | 0.96 | 226.45 | 8 | 2 | 1.2 | 0 | 0 | 0 | 0 | 0 | 0 | 0 | 0 | 30 | 1 | 0 | 0 | 0 | 1 | 1 | 0.1 | 0.01 | 0.75 | 0.17 | [6 empty] | 58.7939
7409 | Block E GTE1 Düsseldorf | 731917 | UeNB | Stadtwerke Düsseldorf AG | BNA0221b | 51.2057 | 6.7463 | Düsseldorf | DE | BNA0221b | 27030 | 25569 | GAS_CC_EXC_b1969 | GASCC69_EXC | NAT_GAS | 27030 | 66.7 | CC_EXC | CC | CHP2 |  |  | 19 | 0.38 | 128.0864 | 0 | 0 | 0 | 0 | 950 | 0 | 35 | 0.26 | 0.13143 | 4 | 8 | 26.7 | 0 | 0 | 0.22 | 0.96 | 233.45 | 8 | 2 | 1.2 | 0 | 0 | 0 | 0 | 0 | 0 | 0 | 0 | 30 | 1 | 0 | 0 | 0 | 1 | 1 | 0.1 | 0.01 | 0.75 | 0.17 | [6 empty] | 60.6114
7412 | EmslandGT 1 GT 2 DT Lingen | 606 | BNetzA | RWE GENERATION SE | BNA0606 |  |  | Lingen | DE | BNA0606 | 40179 | 25569 | GAS_CC_EXC_f2000 | GASCC22_EXC | NAT_GAS | 40179 | 887 | CC_EXC | CC | CHP2 |  |  | 19 | 0.56 | 317.2321 | 0 | 0 | 0 | 0 | 950 | 0 | 35 | 0.31 | 0.13143 | 4 | 8 | 443.5 | 0 | 0 | 0.27 | 0.96 | 3104.5 | 8 | 2 | 1.2 | 0 | 0 | 0 | 0 | 0 | 0 | 0 | 0 | 30 | 1 | 0 | 0 | 0 | 1 | 1 | 0.4 | 0.04 | 1.5 | 0.17 | [6 empty] | 242.9429
7414 | Kraftwerk SüdGUD C 200 DT 1 GT 1 GT 2 Ludwigshafen | 615 | BNetzA | BASF SE | BNA0615 |  |  | Ludwigshafen | DE | BNA0615 | 35431 | 25569 | GAS_CC_BKP_f2000 | GASCC22_BKP | NAT_GAS | 35431 | 410 | CC_BKP | CC | CHP1 |  |  | 19 | 0.51 | 148.3583 | 0 | 0 | 0 | 0 | 950 | 0 | 35 | 0.57 | 0.13143 | 4 | 8 | 205 | 0 | 0 | 0.53 | 0.96 | 1435 | 8 | 2 | 1.2 | 0 | 0 | 0 | 0 | 0 | 0 | 0 | 0 | 30 | 1 | 0 | 0 | 0 | 1 | 1 | 0.4 | 0.04 | 0.92857 | [7 empty] | 420
7415 | Kraftwerk MitteGUD A 800 DT 10 GT 11 GT 12 Ludwigshafen | 614 | BNetzA | BASF SE | BNA0614b |  |  | Ludwigshafen | DE | BNA0614b | 38353 | 25569 | GAS_CC_BKP_b1999 | GASCC99_BKP | NAT_GAS | 38353 | 490 | CC_BKP | CC | CHP1 |  |  | 19 | 0.47 | 103.1042 | 0 | 0 | 0 | 0 | 950 | 0 | 35 | 0.57 | 0.13143 | 4 | 8 | 245 | 0 | 0 | 0.53 | 0.96 | 1715 | 8 | 2 | 1.2 | 0 | 0 | 0 | 0 | 0 | 0 | 0 | 0 | 30 | 1 | 0 | 0 | 0 | 1 | 1 | 0.34 | 0.034 | 0.90741 | [7 empty] | 540